## COMP
COMP_CODE | COMP_CONM | COMP_NAME | COMP_RAT | COMP_CLAS | COMP_CLAS1 | COMP_CLAS2 | OLD_PRIC | NEW_PRIC | COMP_PRIC | CURR_JUN06 | COMP_DESC | COMP_PRNT | JUN06
ABTR00CU | ABB | CURRENT TRANSDUCER |  | CURRENT |  |  | 4370 | 0 | 4370 | 3800 | CURRENT | CURRENT TRANSDUCER | 0
ABTR00PF | ABB | POWER FACTOR TRANSDUCER |  | GTU-221 |  |  | 7992.5 | 0 | 7992.5 | 6950 | POWER FACTOR TRANSDUCER | POWER FACTOR TRANSDUCER | 0
ABTR00VO | ABB | VOLTAGE TRANSDUCER |  | VOLTAGE | GTU-101 |  | 4140 | 0 | 4140 | 3600 | VOLTAGE | VOLTAGE TRANSDUCER | 0
ABTR01PT | ABB | POWER TRANSDUCER |  | POWER TRANSDUCER | GTU-259 |  | 12305 | 0 | 12305 | 10700 | POWER TRANSDUCER | POWER TRANSDUCER | 0
ABTR02PT | ABB | POWER TRANSDUCER |  | POWER FACTOR | GTU-253 |  | 9372.5 | 0 | 9372.5 | 8150 | POWER TRANSDUCER | POWER TRANSDUCER | 0
ABTR03PT | ABB | POWER TRANSDUCER |  | POWER FACTOR | GTU-257 |  | 11615 | 0 | 11615 | 10100 | POWER TRANSDUCER | POWER TRANSDUCER | 0
AEAM21AL | AE | AMMETER | 240 DEG. SCALE,144x144 mmì | AC,LINEAR SCALE |  |  | 1219 | 1060 | 1219 | 1060 | 240 D,144mmì AC,LIN | AMMETER | 0
AEAM21AS | AE | AMMETER | 240 DEG. SCALE,144x144 mmì | AC,SUPPRESSED SCALE |  |  | 1276.5 | 1110 | 1276.5 | 1110 | 240 D,144mmì AC,SUP | AMMETER | 0
AEAM21DL | AE | AMMETER | 240 DEG. SCALE,144x144 mmì | DC,LINEAR SCALE |  |  | 1138.5 | 990 | 1138.5 | 990 | 240 D,144mmì DC,LIN | AMMETER | 0
AEAM27AL | AE | AMMETER | 240 DEG. SCALE,72x72 mmì | AC,LINEAR SCALE |  |  | 1000.5 | 870 | 1000.5 | 870 | 240 D, 72mmì AC,LIN | AMMETER | 0
AEAM27AS | AE | AMMETER | 240 DEG. SCALE,72x72 mmì | AC,SUPPRESSED SCALE |  |  | 1058 | 920 | 1058 | 920 | 240 D, 72mmì AC,SUP | AMMETER | 0
AEAM27DL | AE | AMMETER | 240 DEG. SCALE,72x72 mmì | DC,LINEAR SCALE |  |  | 908.5 | 790 | 908.5 | 790 | 240 D, 72mmì DC,LIN | AMMETER | 0
AEAM29AL | AE | AMMETER | 240 DEG. SCALE,96x96 mmì | AC,LINEAR SCALE |  |  | 1046.5 | 910 | 1046.5 | 910 | 240 D, 96mmì AC,LIN | AMMETER | 0
AEAM29AS | AE | AMMETER | 240 DEG. SCALE,96x96 mmì | AC,SUPPRESSED SCALE |  |  | 1104 | 960 | 1104 | 960 | 240 D, 96mmì AC,SUP | AMMETER | 0
AEAM29DL | AE | AMMETER | 240 DEG. SCALE,96x96 mmì | DC,LINEAR SCALE |  |  | 977.5 | 850 | 977.5 | 850 | 240 D, 96mmì DC,LIN | AMMETER | 0
AEAM91AL | AE | AMMETER | 90DEG.144x144 mmì | AC,LINEAR SCALE |  |  | 500.25 | 435 | 500.25 | 435 | 90 D,144mmì AC,LIN | AMMETER | 0
AEAM91AS | AE | AMMETER | 90DEG.144x144 mmì | AC,SUPPRESSED SCALE |  |  | 523.25 | 455 | 523.25 | 455 | 90 D,144mmì AC,SUP | AMMETER | 0
AEAM91DL | AE | AMMETER | 90DEG.144x144 mmì | DC,LINEAR SCALE | SM-144 |  | 943 | 990 | 943 | 820 | 90 D,144mmì DC,LIN | AMMETER | 0
AEAM97AL | AE | AMMETER | 90DEG.72x72 mmì | AC,LINEAR SCALE |  |  | 391 | 280 | 391 | 340 | 90 D, 72mmì AC,LIN | AMMETER | 0
AEAM97AS | AE | AMMETER | 90DEG.72x72 mmì | AC,SUPPRESSED SCALE |  |  | 414 | 295 | 414 | 360 | 90 D, 72mmì AC,SUP | AMMETER | 0
AEAM97DL | AE | AMMETER | 90DEG.72x72 mmì | DC,LINEAR SCALE | SM-72 |  | 908.5 | 790 | 908.5 | 790 | 90 D, 72mmì DC,LIN | AMMETER | 0
AEAM99AL | AE | AMMETER | 90DEG.96x96 mmì | AC,LINEAR SCALE |  |  | 494.5 | 325 | 494.5 | 430 | 90 D, 96mmì AC,LIN | AMMETER | 0
AEAM99AS | AE | AMMETER | 90DEG.96x96 mmì | AC,SUPPRESSED SCALE |  |  | 517.5 | 340 | 517.5 | 450 | 90 D, 96mmì AC,SUP | AMMETER | 0
AEAM99DL | AE | AMMETER | 90DEG.96x96 mmì | DC,LINEAR SCALE | SM-96 |  | 593.75 | 850 | 593.75 | 475 | 90 D, 96mmì DC,LIN | AMMETER | 0
AEAMDIAL | AE | AMMETER | DIGITAL | AC,LINEAR SCALE | BUILT IN TRANSDUCER |  | 2312.5 | 1850 | 2312.5 | 1850 | DIGITAL AC,LINEAR | AMMETER | 0
AEAMDIDL | AE | AMMETER | DIGITAL | DC,LINEAR SCALE | 20MA-2000MA DC-DIRECT | 75MV/100MV,USE WITH EXTERNAL SHUNT | 1625 | 1300 | 1625 | 1300 | DIGITAL DC,LINEAR | AMMETER | 0
AEFM2101 | AE | FREQUENCY METER | 240 DEG, TAUT BAND,144 x144 mmì | SINGLE SCALE |  |  | 1884 | 1570 | 1884 | 1570 | 240 D,144mmì,1 SCALE | FREQUENCY METER | 0
AEFM2901 | AE | FREQUENCY METER | 240 DEG, TAUT BAND, 96 x 96 mmì | SINGLE SCALE |  |  | 1812 | 1510 | 1812 | 1510 | 240 D, 96mmì,1 SCALE | FREQUENCY METER | 0
AEFMDI01 | AE | FREQUENCY METER | DIGITAL | DC,LINEAR SCALE | BUILT IN TRANSDUCER | 100HZ,110V OR 230V AC | 2293.75 | 1835 | 2293.75 | 1835 | DIGITAL | FREQUENCY METER | 0
AEFMR101 | AE | FREQUENCY METER | REED TYPE (13 REEDS),144 x144 mmì | SINGLE SCALE |  |  | 1020 | 850 | 1020 | 850 | 13REED,144mmì,1SCALE | FREQUENCY METER | 0
AEFMR102 | AE | FREQUENCY METER | REED TYPE (13 REEDS),144 x144 mmì | DOUBLE SCALE |  |  | 2112 | 1760 | 2112 | 1760 | 13REED,144mmì,2SCALE | FREQUENCY METER | 0
AEFMR901 | AE | FREQUENCY METER | REED TYPE (13 REEDS),96 x 96 mmì | SINGLE SCALE |  |  | 834 | 695 | 834 | 695 | 13REED,96mmì,1SCALE | FREQUENCY METER | 0
AEFMR902 | AE | FREQUENCY METER | REED TYPE (13 REEDS),96 x 96 mmì | DOUBLE SCALE |  |  | 1650 | 1375 | 1650 | 1375 | 13REED,96mmì,2SCALE | FREQUENCY METER | 0
AEPF2101 | AE | PF METER | 240 DEG. SCALE,144x144 mmì | 110V,1 PHASE |  |  | 4197.5 | 3650 | 4197.5 | 3650 | 240 D,144mmì,110V,1PH | PF METER | 0
AEPF2102 | AE | PF METER | 240 DEG. SCALE,144x144 mmì | 110V,3PHASE,3W |  |  | 4197.5 | 3650 | 4197.5 | 3650 | 240 D,144mmì,110V,3PH | PF METER | 0
AEPF2103 | AE | PF METER | 240 DEG. SCALE,144x144 mmì | 110V,3PHASE,4W |  |  | 4197.5 | 3650 | 4197.5 | 3650 | 240 D,144mmì,110V,3PH | PF METER | 0
AEPF2104 | AE | PF METER | 240 DEG. SCALE,144x144 mmì | 440V,1PHASE | DELETED IN PRICE LIST DTD.15.5.93 |  | 4197.5 | 3650 | 4197.5 | 3650 | 240 D,144mmì,440V,1PH | PF METER | 0
AEPF2105 | AE | PF METER | 240 DEG. SCALE,144x144 mmì | 440V,3PHASE,3W | DELETED IN PRICE LIST DTD.15.5.93 |  | 4197.5 | 3650 | 4197.5 | 3650 | 240 D,144mmì,440V,3PH | PF METER | 0
AEPF2106 | AE | PF METER | 240 DEG. SCALE,144x144 mmì | 440V,3PHASE,4W | DELETED IN PRICE LIST DTD.15.5.93 |  | 4197.5 | 3650 | 4197.5 | 3650 | 240 D,144mmì,440V,3PH | PF METER | 0
AEPF2901 | AE | PF METER | 240 DEG. SCALE,96x96 mmì | 110V,1 PHASE |  |  | 4048 | 3520 | 4048 | 3520 | 240 D,96mmì,110V,1PH | PF METER | 0
AEPF2902 | AE | PF METER | 240 DEG. SCALE,96x96 mmì | 110V,3PHASE,3W |  |  | 4048 | 3520 | 4048 | 3520 | 240 D,96mmì,110V,3PH | PF METER | 0
AEPF2903 | AE | PF METER | 240 DEG. SCALE,96x96 mmì | 110V,3PHASE,4W |  |  | 4048 | 3520 | 4048 | 3520 | 240 D,96mmì,110V,3PH | PF METER | 0
AEPF2904 | AE | PF METER | 240 DEG. SCALE,96x96 mmì | 440V,1PHASE | DELETED IN PRICE LIST DTD.15.5.93 |  | 4048 | 3520 | 4048 | 3520 | 240 D,96mmì,440V,1PH | PF METER | 0
AEPF2905 | AE | PF METER | 240 DEG. SCALE,96x96 mmì | 440V,3PHASE,3W | DELETED IN PRICE LIST DTD.15.5.93 |  | 4048 | 3520 | 4048 | 3520 | 240 D,96mmì,440V,3PH | PF METER | 0
AEPF2906 | AE | PF METER | 240 DEG. SCALE,96x96 mmì | 440V,3PHASE,4W | DELETED IN PRICE LIST DTD.15.5.93 |  | 4048 | 3520 | 4048 | 3520 | 240 D,96mmì,440V,3PH | PF METER | 0
AEPF9101 | AE | PF METER | 90 DEG. SCALE,144x144 mmì | 110V,1 PHASE | SPF-144-1P-1E |  | 1863 | 1620 | 1863 | 1620 | 90 D,144mmì,110V,1PH | PF METER | 0
AEPF9102 | AE | PF METER | 90 DEG. SCALE,144x144 mmì | 110V,3PHASE,3W | SPF-144-3P-2E |  | 3105 | 2700 | 3105 | 2700 | 90 D,144mmì,110V,3PH | PF METER | 0
AEPF9103 | AE | PF METER | 90 DEG. SCALE,144x144 mmì | 110V,3PHASE,4W | SPF-144-3P-3E |  | 3921.5 | 3410 | 3921.5 | 3410 | 90 D,144mmì,110V,3PH | PF METER | 0
AEPF9104 | AE | PF METER | 90 DEG. SCALE,144x144 mmì | 440V,1PHASE | SPF-144-3P-1E |  | 2242.5 | 1950 | 2242.5 | 1950 | 90 D,144mmì,440V,1PH | PF METER | 0
AEPF9105 | AE | PF METER | 90 DEG. SCALE,144x144 mmì | 440V,3PHASE,3W | SPF-144-3P-2E |  | 3105 | 2700 | 3105 | 2700 | 90D,144mmì,440V,3PH,3W | PF METER | 0
AEPF9106 | AE | PF METER | 90 DEG. SCALE,144x144 mmì | 440V,3PHASE,4W | SPF-144-3P-3E |  | 3921.5 | 3410 | 3921.5 | 3410 | 90D,144mmì,440V,3PH,4W | PF METER | 0
AEPF9901 | AE | PF METER | 90 DEG. SCALE,96x96 mmì | 110V,1 PHASE | SPF-96-3P-1E |  | 2024 | 1760 | 2024 | 1760 | 90D,96mmì,110V,1PH | PF METER | 0
AEPF9902 | AE | PF METER | 90 DEG. SCALE,96x96 mmì | 110V,3PHASE,3W | SPF-96-3P-3E |  | 3576.5 | 3110 | 3576.5 | 3110 | 90D,96mmì,110V,3PH,3W | PF METER | 0
AEPF9903 | AE | PF METER | 90 DEG. SCALE,96x96 mmì | 110V,3PHASE,4W | SPF-96-3P-3E |  | 3576.5 | 3110 | 3576.5 | 3110 | 90D,96mmì,110V,3PH,4W | PF METER | 0
AEPF9904 | AE | PF METER | 90 DEG. SCALE,96x96 mmì | 440V,1PHASE | SPF-96-3P-1E |  | 1460 | 1460 | 1460 | 1460 | 90D,96mmì,440V,1PH | PF METER | 0
AEPF9905 | AE | PF METER | 90 DEG. SCALE,96x96 mmì | 440V,3PHASE,3W | SPF-96-3P-3E |  | 3576.5 | 3110 | 3576.5 | 3110 | 90D,96mmì,440V,3PH,3W | PF METER | 0
AEPF9906 | AE | PF METER | 90 DEG. SCALE,96x96 mmì | 440V,3PHASE,4W | SPF-96-3P-3E |  | 3576.5 | 3110 | 3576.5 | 3110 | 90D,96mmì,440V,3PH,4W | PF METER | 0
AEPFDI01 | AE | PF METER | DIGITAL | 1 PH,3PH BALANCED LOAD | COMPLETE WITH EXTERNAL TRANSDUCER | 1A OR 5A,110V OR 230V | 6210 | 5400 | 6210 | 5400 | DIGTAL 1PH,3PH BAL LOAD | PF METER | 0
AEPI | AE | PHASE INDICATOR |  |  |  |  | 660 | 550 | 660 | 550 | 50V-500V AC | PHASE INDICATOR | 0
AESH11 | AE | SHUNT | 100A |  |  |  | 312 | 260 | 312 | 260 | 100A | SHUNT | 0
AESH12 | AE | SHUNT | 1000A |  |  |  | 1656 | 1380 | 1656 | 1380 | 1000A | SHUNT | 0
AESH14 | AE | SHUNT | 1200A |  |  |  | 2148 | 1790 | 2148 | 1790 | 1200A | SHUNT | 0
AESH16 | AE | SHUNT | 150A |  |  |  | 378 | 315 | 378 | 315 | 150A | SHUNT | 0
AESH17 | AE | SHUNT | 1500A |  |  |  | 2424 | 2020 | 2424 | 2020 | 1500A | SHUNT | 0
AESH21 | AE | SHUNT | 200A |  |  |  | 582 | 485 | 582 | 485 | 200A | SHUNT | 0
AESH22 | AE | SHUNT | 2000A |  |  |  | 3252 | 2710 | 3252 | 2710 | 2000A | SHUNT | 0
AESH26 | AE | SHUNT | 250A |  |  |  | 624 | 520 | 624 | 520 | 250A | SHUNT | 0
AESH27 | AE | SHUNT | 2500A |  |  |  | 3768 | 3140 | 3768 | 3140 | 2500A | SHUNT | 0
AESH31 | AE | SHUNT | 300A |  |  |  | 690 | 575 | 690 | 575 | 300A | SHUNT | 0
AESH32 | AE | SHUNT | 3000A |  |  |  | 4194 | 3495 | 4194 | 3495 | 3000A | SHUNT | 0
AESH42 | AE | SHUNT | 4000A |  |  |  | 7278 | 6065 | 7278 | 6065 | 4000A | SHUNT | 0
AESH50 | AE | SHUNT | 50A |  |  |  | 216 | 180 | 216 | 180 | 50A | SHUNT | 0
AESH51 | AE | SHUNT | 500A |  |  |  | 954 | 795 | 954 | 795 | 500A | SHUNT | 0
AESH52 | AE | SHUNT | 5000A |  |  |  | 12444 | 10370 | 12444 | 10370 | 5000A | SHUNT | 0
AESH61 | AE | SHUNT | 600A |  |  |  | 1062 | 885 | 1062 | 885 | 600A | SHUNT | 0
AESH62 | AE | SHUNT | 6000A |  |  |  | 13596 | 11330 | 13596 | 11330 | 6000A | SHUNT | 0
AESH75 | AE | SHUNT | 75A |  |  |  | 234 | 195 | 234 | 195 | 75A | SHUNT | 0
AESH76 | AE | SHUNT | 750A |  |  |  | 1188 | 990 | 1188 | 990 | 750A | SHUNT | 0
AESH77 | AE | SHUNT | 7500A |  |  |  | 17460 | 14550 | 17460 | 14550 | 7500A | SHUNT | 0
AESY0101 | AE | SYNCHRONOSCOPE | 144x144mmì | 110V | 144-DFS |  | 2904 | 2420 | 2904 | 2420 | 144x144mmì, 110V | SYNCHRONOSCOPE | 0
AESY0102 | AE | SYNCHRONOSCOPE | 144x144mmì | 440V |  |  | 3234 | 2420 | 3234 | 2695 | 144x144mmì, 440V | SYNCHRONOSCOPE | 0
AESY0901 | AE | SYNCHRONOSCOPE | 96x96mmì | 110V |  |  | 2520 | 2100 | 2520 | 2100 | 96x96mmì, 110V | SYNCHRONOSCOPE | 0
AESY0902 | AE | SYNCHRONOSCOPE | 96x96mmì | 440V |  |  | 2850 | 2100 | 2850 | 2375 | 96x96mmì, 440V | SYNCHRONOSCOPE | 0
AETR00CU | AE | CURRENT TRANSDUCER |  | CURRENT |  |  | 5208 | 0 | 5208 | 4340 | CURRENT | CURRENT TRANSDUCER | 0
AETR00FR | AE | FREQUENCY TRANSDUCER |  | FREQUENCY |  |  | 5208 | 0 | 5208 | 4340 | FREQUENCY | FREQUENCY TRANSDUCER | 0
AETR00PF | AE | PF TRANSDUCER |  | POWER FACTOR |  |  | 6300 | 0 | 6300 | 5250 | POWER FACTOR | PF TRANSDUCER | 0
AETR00SU | AE | SUMMATION TRANSDUCER |  | SUMMATION |  |  | 3780 | 0 | 3780 | 3150 | SUMMATION | SUMMATION TRANSDUCER | 0
AETR00VA | AE | KVA TRANSDUCER |  | KVA |  |  | 6037.5 | 0 | 6037.5 | 5250 | KVA | KVA TRANSDUCER | 0
AETR00VO | AE | VOLTAGE TRANSDUCER |  | VOLTAGE |  |  | 5208 | 0 | 5208 | 4340 | VOLTAGE | VOLTAGE TRANSDUCER | 0
AETR00VR | AE | KVAR TRANSDUCER |  | VAR |  |  | 6300 | 0 | 6300 | 5250 | VAR | KVAR TRANSDUCER | 0
AETR00WA | AE | WATT TRANSDUCER |  | WATT |  |  | 6300 | 0 | 6300 | 5250 | WATT | WATT TRANSDUCER | 0
AEVA2102 | AE | VA METER | 240 DEG. SCALE,144 X 144 mmì | 110V,3PH,3W |  |  | 3636 | 3030 | 3636 | 3030 | 240D,144mmì,110V,3PH3W | KVA METER | 0
AEVA2103 | AE | VA METER | 240 DEG. SCALE,144 X 144 mmì | 110V,3PH,4W |  |  | 3636 | 3030 | 3636 | 3030 | 240D,144mmì,110V,3PH4W | KVA METER | 0
AEVA2105 | AE | VA METER | 240 DEG. SCALE,144 X 144 mmì | 440V,3PH,3W |  |  | 3636 | 3030 | 3636 | 3030 | 240D,144mmì,440V,3PH3W | KVA METER | 0
AEVA2106 | AE | VA METER | 240 DEG. SCALE,144 X 144 mmì | 440V,3PH,4W |  |  | 3636 | 3030 | 3636 | 3030 | 240D,144mmì,440V,3PH4W | KVA METER | 0
AEVA2902 | AE | VA METER | 240 DEG. SCALE,96 X 96 mmì | 110V,3PH,3W |  |  | 3636 | 3030 | 3636 | 3030 | 240D,96mmì,110V,3PH3W | KVA METER | 0
AEVA2903 | AE | VA METER | 240 DEG. SCALE,96 X 96 mmì | 110V,3PH,4W |  |  | 3636 | 3030 | 3636 | 3030 | 240D,96mmì,110V,3PH4W | KVA METER | 0
AEVA2905 | AE | VA METER | 240 DEG. SCALE,96 X 96 mmì | 440V,3PH,3W |  |  | 3636 | 3030 | 3636 | 3030 | 240D,96mmì,440V,3PH3W | KVA METER | 0
AEVA2906 | AE | VA METER | 240 DEG. SCALE,96 X 96 mmì | 440V,3PH,4W |  |  | 3636 | 3030 | 3636 | 3030 | 240D,96mmì,440V,3PH4W | KVA METER | 0
AEVA9102 | AE | VA METER | 90 DEG. SCALE,144 X 144 mmì | 110V,3PH,3W | SVA-144-3P-2E |  | 3240 | 2700 | 3240 | 2700 | 90D,144mmì,110V,3PH3W | KVA METER | 0
AEVA9103 | AE | VA METER | 90 DEG. SCALE,144 X 144 mmì | 110V,3PH,4W | SVA-144-3P-3E |  | 3230 | 3230 | 3230 | 3230 | 90D,144mmì,110V,3PH4W | KVA METER | 0
AEVA9105 | AE | VA METER | 90 DEG. SCALE,144 X 144 mmì | 440V,3PH,3W | SVA-144-3P-2E |  | 3240 | 2700 | 3240 | 2700 | 90D,144mmì,440V,3PH3W | KVA METER | 0
AEVA9106 | AE | VA METER | 90 DEG. SCALE,144 X 144 mmì | 440V,3PH,4W | SVA-144-3P-3E |  | 3876 | 3230 | 3876 | 3230 | 90D,144mmì,440V,3PH4W | KVA METER | 0
AEVA9902 | AE | VA METER | 90 DEG. SCALE,96 X 96 mmì | 110V,3PH,3W | SVA-96-3P-2E |  | 2928 | 2440 | 2928 | 2440 | 90D,96mmì,110V,3PH3W | KVA METER | 0
AEVA9903 | AE | VA METER | 90 DEG. SCALE,96 X 96 mmì | 110V,3PH,4W | SVA-96-3P-3E |  | 2928 | 2440 | 2928 | 2440 | 90D,96mmì,110V,3PH4W | KVA METER | 0
AEVA9905 | AE | VA METER | 90 DEG. SCALE,96 X 96 mmì | 440V,3PH,3W | SVA-96-3P-2E |  | 2928 | 2440 | 2928 | 2440 | 90D,96mmì,440V,3PH3W | KVA METER | 0
AEVA9906 | AE | VA METER | 90 DEG. SCALE,96 X 96 mmì | 440V,3PH,4W | SVA-96-3P-3E |  | 2928 | 2440 | 2928 | 2440 | 90D,96mmì,440V,3PH4W | KVA METER | 0
AEVADI01 | AE | KVA METER | DIGITAL | 3PH3W,3PH4W BALANCED & UNBALANCED LOAD | COMPLETE WITH EXTERNAL TRANSDUCER | 1A OR 5A,110V OR 230V | 7200 | 6000 | 7200 | 6000 | DIGTAL 3PH3W,3PH4W | KVA METER | 0
AEVM21AL | AE | VOLTMETER | 240 DEG. SCALE,144x144 mmì | AC,LINEAR SCALE |  |  | 1272 | 1060 | 1272 | 1060 | 240 D,144mmìAC,LINEAR | VOLTMETER | 0
AEVM21DL | AE | VOLTMETER | 240 DEG. SCALE,144x144 mmì | DC,LINEAR SCALE |  |  | 1188 | 990 | 1188 | 990 | 240 D,144mmìDC,LINEAR | VOLTMETER | 0
AEVM27AL | AE | VOLTMETER | 240 DEG. SCALE,72x72 mmì | AC,LINEAR SCALE |  |  | 1044 | 870 | 1044 | 870 | 240 D,72mmì AC,LINEAR | VOLTMETER | 0
AEVM27DL | AE | VOLTMETER | 240 DEG. SCALE,72x72 mmì | DC,LINEAR SCALE |  |  | 948 | 790 | 948 | 790 | 240 D,72mmì DC,LINEAR | VOLTMETER | 0
AEVM29AL | AE | VOLTMETER | 240 DEG. SCALE,96x96 mmì | AC,LINEAR SCALE |  |  | 1092 | 910 | 1092 | 910 | 240 D,96mmì AC,LINEAR | VOLTMETER | 0
AEVM29DI | AE | DIFFERENTIAL VOLTMETER |  | 240 DEG 96 MM SQ. |  |  | 1452 | 1210 | 1452 | 1210 | 240 DEG 96 MM SQ. | DIFFERENTIAL VOLTMETER | 0
AEVM29DL | AE | VOLTMETER | 240 DEG. SCALE,96x96 mmì | DC,LINEAR SCALE |  |  | 1020 | 850 | 1020 | 850 | 240 D,96mmì DC,LINEAR | VOLTMETER | 0
AEVM91AL | AE | VOLTMETER | 90 DEG. SCALE,144x144 mmì | AC,LINEAR SCALE |  |  | 636 | 480 | 636 | 530 | 90 D,144mmìAC,LINEAR | VOLTMETER | 0
AEVM91DL | AE | VOLTMETER | 90 DEG. SCALE,144x144 mmì | DC,LINEAR SCALE |  |  | 1056 | 880 | 1056 | 880 | 90 D,144mmìDC,LINEAR | VOLTMETER | 0
AEVM91DS | AE | VOLTMETER | 90 DEG. SCALE,144x144 mmì | DOUBLE SCALE 500V AC |  |  | 1056 | 880 | 1056 | 880 | 90 DEG. SCALE,144 mmì,DOUBLE SCALE | DOUBLE VOLTMETER | 0
AEVM97AL | AE | VOLTMETER | 90 DEG. SCALE,72x72 mmì | AC,LINEAR SCALE |  |  | 402 | 325 | 402 | 335 | 90 D,72mmì AC,LINEAR | VOLTMETER | 0
AEVM97DL | AE | VOLTMETER | 90 DEG. SCALE,72x72 mmì | DC,LINEAR SCALE |  |  | 660 | 550 | 660 | 550 | 90 D,72mmì DC,LINEAR | VOLTMETER | 0
AEVM99AL | AE | VOLTMETER | 90 DEG. SCALE,96x96 mmì | AC,LINEAR SCALE |  |  | 432 | 550 | 432 | 360 | 90 D,96mmì AC,LINEAR | VOLTMETER | 0
AEVM99DI | AE | DIFFERENTIAL VOLTMETER |  | 90 DEG 96 MM SQ. |  |  | 1056 | 750 | 1056 | 880 | 90 DEG 96 MM SQ. | DIFFERENTIAL VOLTMETER | 0
AEVM99DL | AE | VOLTMETER | 90 DEG. SCALE,96x96 mmì | DC,LINEAR SCALE |  |  | 660 | 550 | 660 | 550 | 90 D,96mmì DC,LINEAR | VOLTMETER | 0
AEVM99DS | AE | VOLTMETER | 90 DEG. SCALE,96x96 mmì | DOUBLE SCALE 500V AC |  |  | 900 | 750 | 900 | 750 | 90 DEG. SCALE,96x96 mmì,DOUBLE SCALE | DOUBLE VOLTMETER | 0
AEVMD1DL | AE | VOLTMETER | DIGITAL,200MV TO 1.999V | DC,LINEAR SCALE | BUILT IN RESISTANCE |  | 1560 | 1300 | 1560 | 1300 | DGTL,200MV-1.999V DC,LIN | VOLTMETER | 0
AEVMD2DL | AE | VOLTMETER | DIGITAL,1.999V TO 199.9V DC | DC,LINEAR SCALE | BUILT IN RESISTANCE |  | 1560 | 1300 | 1560 | 1300 | DGTL,1.999V-199.9V DC,LIN | VOLTMETER | 0
AEVMD3AL | AE | VOLTMETER | DIGITAL,20V TO 300V | AC,LINEAR SCALE | BUILT IN TRANSDUCER |  | 1690 | 1690 | 1690 | 1690 | DGTL,20V-300V AC,LIN | VOLTMETER | 0
AEVMD3DL | AE | VOLTMETER | DIGITAL,199.9V TO 600V DC | DC,LINEAR SCALE | BUILT IN RESISTANCE |  | 1560 | 1300 | 1560 | 1300 | DGTL,199.9-600V DC,LIN | VOLTMETER | 0
AEVMD5AL | AE | VOLTMETER | DIGITAL,500V | AC,LINEAR SCALE | BUILT IN TRANSDUCER |  | 2028 | 1690 | 2028 | 1690 | DGTL,500V AC,LINEAR | VOLTMETER | 0
AEVMD6AL | AE | VOLTMETER | DIGITAL,600V | AC,LINEAR SCALE | BUILT IN TRANSDUCER |  | 2028 | 1690 | 2028 | 1690 | DGTL,600V AC,LINEAR | VOLTMETER | 0
AEVR2102 | AE | VAR METER | 240 DEG. SCALE,144x144 mmì | 110V,3PHASE,3W |  |  | 4224 | 3520 | 4224 | 3520 | 240D,144mmì,110V,3PH3W | KVAR METER | 0
AEVR2103 | AE | VAR METER | 240 DEG. SCALE,144x144 mmì | 110V,3PHASE,4W |  |  | 4224 | 3520 | 4224 | 3520 | 240D,144mmì,110V,3PH4W | KVAR METER | 0
AEVR2105 | AE | VAR METER | 240 DEG.SCALE,144x144 mmì | 440V,3PHASE,3W |  |  | 4224 | 3520 | 4224 | 3520 | 240D,144mmì,440V,3PH3W | KVAR METER | 0
AEVR2106 | AE | VAR METER | 240 DEG.SCALE,144x144 mmì | 440V,3PHASE,4W |  |  | 4224 | 3520 | 4224 | 3520 | 240D,144mmì,440V,3PH4W | KVAR METER | 0
AEVR2902 | AE | VAR METER | 240 DEG. SCALE,96x96 mmì | 110V,3PHASE,3W |  |  | 4092 | 3410 | 4092 | 3410 | 240D,96mmì,110V,3PH3W | KVAR METER | 0
AEVR2903 | AE | VAR METER | 240 DEG. SCALE,96x96 mmì | 110V,3PHASE,4W |  |  | 4092 | 3410 | 4092 | 3410 | 240D,96mmì,110V,3PH4W | KVAR METER | 0
AEVR2905 | AE | VAR METER | 240 DEG. SCALE,96x96 mmì | 440V,3PHASE,3W |  |  | 4092 | 3410 | 4092 | 3410 | 240D,96mmì,440V,3PH3W | KVAR METER | 0
AEVR2906 | AE | VAR METER | 240 DEG. SCALE,96x96 mmì | 440V,3PHASE,4W |  |  | 4092 | 3410 | 4092 | 3410 | 240D,96mmì,440V,3PH4W | KVAR METER | 0
AEVR9102 | AE | VAR METER | 90 DEG. SCALE,144x144 mmì | 110V,3PHASE,3W | SVR-144-3P-2E |  | 3240 | 2520 | 3240 | 2700 | 90D,144mmì,110V,3PH3W | KVAR METER | 0
AEVR9103 | AE | VAR METER | 90 DEG. SCALE,144x144 mmì | 110V,3PHASE,4W | SVR-144-3P-3E |  | 3672 | 3060 | 3672 | 3060 | 90D,144mmì,110V,3PH4W | KVAR METER | 0
AEVR9105 | AE | VAR METER | 90 DEG. SCALE,144x144 mmì | 440V,3PHASE,3W | SVR-144-3P-2E |  | 2520 | 2520 | 2520 | 2520 | 90D,144mmì,440V,3PH3W | KVAR METER | 0
AEVR9106 | AE | VAR METER | 90 DEG. SCALE,144x144 mmì | 440V,3PHASE,4W | SVR-144-3P-3E |  | 3672 | 3060 | 3672 | 3060 | 90D,144mmì,440V,3PH4W | KVAR METER | 0
AEVR9902 | AE | VAR METER | 90 DEG. SCALE,96x96 mmì | 110V,3PHASE,3W | SVR-96-3P-2E |  | 2928 | 2240 | 2928 | 2440 | 90D,96mmì,110V,3PH3W | KVAR METER | 0
AEVR9905 | AE | VAR METER | 90 DEG. SCALE,96x96 mmì | 440V,3PHASE,3W |  |  | 2688 | 2240 | 2688 | 2240 | 90D,96mmì,440V,3PH3W | KVAR METER | 0
AEWM2101 | AE | WATTMETER | 240 DEG. SCALE,144 X 144 mmì | 110V,1PH |  |  | 2520 | 2520 | 2520 | 990 | 240D,144mmì,110V,1PH | WATTMETER | 0
AEWM2102 | AE | WATTMETER | 240 DEG. SCALE,144 X 144 mmì | 110V,3PH,3W |  |  | 3060 | 3060 | 3060 | 990 | 240D,144mmì,110V,3PH3W | WATTMETER | 0
AEWM2103 | AE | WATTMETER | 240 DEG. SCALE,144 X 144 mmì | 110V,3PH,4W |  |  | 3060 | 3060 | 3060 | 990 | 240D,144mmì,110V,3PH4W | WATTMETER | 0
AEWM2104 | AE | WATTMETER | 240 DEG. SCALE,144 X 144 mmì | 440V,1PH |  |  | 2720 | 2720 | 2720 | 990 | 240D,144mmì,440V,1PH | WATTMETER | 0
AEWM2105 | AE | WATTMETER | 240 DEG. SCALE,144 X 144 mmì | 440V,3PH,3W |  |  | 3060 | 3060 | 3060 | 990 | 240D,144mmì,440V,3PH3W | WATTMETER | 0
AEWM2106 | AE | WATTMETER | 240 DEG. SCALE,144 X 144 mmì | 440V,3PH,4W |  |  | 3060 | 3060 | 3060 | 990 | 240D,144mmì,440V,3PH4W | WATTMETER | 0
AEWM2901 | AE | WATTMETER | 240 DEG. SCALE,96 X 96 mmì | 110V,1PH |  |  | 2520 | 2520 | 2520 | 850 | 240D,96mmì,110V,1PH | WATTMETER | 0
AEWM2902 | AE | WATTMETER | 240 DEG. SCALE,96 X 96 mmì | 110V,3PH,3W |  |  | 3060 | 3060 | 3060 | 850 | 240D,96mmì,110V,3PH3W | WATTMETER | 0
AEWM2903 | AE | WATTMETER | 240 DEG. SCALE,96 X 96 mmì | 110V,3PH,4W |  |  | 3060 | 3060 | 3060 | 850 | 240D,96mmì,110V,3PH4W | WATTMETER | 0
AEWM2904 | AE | WATTMETER | 240 DEG. SCALE,96 X 96 mmì | 440V,1PH |  |  | 2720 | 2720 | 2720 | 850 | 240D,96mmì,440V,1PH | WATTMETER | 0
AEWM2905 | AE | WATTMETER | 240 DEG. SCALE,96 X 96 mmì | 440V,3PH,3W |  |  | 3060 | 3060 | 3060 | 850 | 240D,96mmì,440V,3PH3W | WATTMETER | 0
AEWM2906 | AE | WATTMETER | 240 DEG. SCALE,96 X 96 mmì | 440V,3PH,4W |  |  | 3060 | 3060 | 3060 | 850 | 240D,96mmì,440V,3PH4W | WATTMETER | 0
AEWM9102 | AE | WATTMETER | 90 DEG. SCALE,144 X 144 mmì | 110V,3PH,3W | SW-144-3P-2E |  | 3024 | 2520 | 3024 | 2520 | 90D,144mmì,110V,3PH3W | WATTMETER | 0
AEWM9103 | AE | WATTMETER | 90 DEG. SCALE,144 X 144 mmì | 110V,3PH,4W | SW-144-3P-3E |  | 3672 | 3060 | 3672 | 3060 | 90D,144mmì,110V,3PH4W | WATTMETER | 0
AEWM9105 | AE | WATTMETER | 90 DEG. SCALE,144 X 144 mmì | 440V,3PH,3W | SW-144-3P-2E |  | 3024 | 2520 | 3024 | 2520 | 90D,144mmì,440V,3PH3W | WATTMETER | 0
AEWM9106 | AE | WATTMETER | 90 DEG. SCALE,144 X 144 mmì | 440V,3PH,4W | SW-144-3P-3E |  | 3672 | 3060 | 3672 | 3060 | 90D,144mmì,440V,3PH4W | WATTMETER | 0
AEWM9902 | AE | WATTMETER | 90 DEG. SCALE,96 X 96 mmì | 110V,3PH,3W | SW-96-3P-2E |  | 2688 | 2240 | 2688 | 2240 | 90D,96mmì,110V,3PH3W | WATTMETER | 0
AEWM9903 | AE | WATTMETER | 90 DEG. SCALE,96 X 96 mmì | 110V,3PH,4W | SW-96-3P-3E |  | 3264 | 2720 | 3264 | 2720 | 90D,96mmì,110V,3PH4W | WATTMETER | 0
AEWM9905 | AE | WATTMETER | 90 DEG. SCALE,96 X 96 mmì | 440V,3PH,3W | SW-96-3P-2E |  | 2688 | 2240 | 2688 | 2240 | 90D,96mmì,440V,3PH3W | WATTMETER | 0
AEWM9906 | AE | WATTMETER | 90 DEG. SCALE,96 X 96 mmì | 440V,3PH,4W | SW-96-3P-3E |  | 3264 | 2720 | 3264 | 2720 | 90D,96 mmì,440V,3PH4W | WATTMETER | 0
AEWMDI01 | AE | WATTMETER | DIGITAL | 1 PH | COMPLETE WITH EXTERNAL TRANSDUCER | 1A OR 5A,110V OR 230V | 5700 | 4750 | 5700 | 4750 | DGTL 1PH | 1PH WATTMETER | 0
AEWMDI02 | AE | WATTMETER | DIGITAL | 3PH3W,3PH4W BALANCED & UNBALANCED LOAD | COMPLETE WITH EXTERNAL TRANSDUCER | 1A OR 5A,110V OR 230V | 6720 | 5600 | 6720 | 5600 | DGTL 3PH3W,3PH4W | 3PH WATTMETER | 0
APAN | APLAB | ANNUNCIATION WINDOW |  |  |  |  | 780 | 0 | 780 | 650 |  | ANNUNCIATION WINDOW | 0
ASCA01 | ELCOP | CAPACITOR | 1 KVAR |  |  |  | 140 | 0 | 140 | 140 | 1 KVAR | CAPACITOR | 0
ASCA02 | ELCOP | CAPACITOR | 2 KVAR |  |  |  | 280 | 0 | 280 | 280 | 2 KVAR | CAPACITOR | 0
ASCA03 | ELCOP | CAPACITOR | 3 KVAR |  |  |  | 420 | 0 | 420 | 420 | 3 KVAR | CAPACITOR | 0
ASCA04 | ELCOP | CAPACITOR | 4 KVAR |  |  |  | 560 | 0 | 560 | 560 | 4 KVAR | CAPACITOR | 0
ASCA05 | ELCOP | CAPACITOR | 5 KVAR |  |  |  | 700 | 0 | 700 | 700 | 5 KVAR | CAPACITOR | 0
ASCA07 | ELCOP | CAPACITOR | 7.5KVAR |  |  |  | 1050 | 0 | 1050 | 1050 | 7.5KVAR | CAPACITOR | 0
ASCA10 | ELCOP | CAPACITOR | 10 KVAR |  |  |  | 1400 | 0 | 1400 | 1400 | 10 KVAR | CAPACITOR | 0
ASCA12 | ELCOP | CAPACITOR | 12.5KVAR |  |  |  | 1750 | 0 | 1750 | 1750 | 12.5KVAR | CAPACITOR | 0
ASCA15 | ELCOP | CAPACITOR | 15KVAR |  |  |  | 2100 | 0 | 2100 | 2100 | 15KVAR | CAPACITOR | 0
ASCA20 | ELCOP | CAPACITOR | 20KVAR |  |  |  | 2800 | 0 | 2800 | 2800 | 20KVAR | CAPACITOR | 0
ASCA25 | ELCOP | CAPACITOR | 25KVAR |  |  |  | 3500 | 0 | 3500 | 3500 | 25KVAR | CAPACITOR | 0
ASCA50 | ELCOP | CAPACITOR | 50 KVAR |  |  |  | 7000 | 0 | 7000 | 7000 | 50 KVAR CAPACITOR | CAPACITOR | 0
AVCR01 | AVOMEC | AUTOMATIC POWER FACTOR CORR.RELAY | 1 STAGE |  |  |  | 7475 | 0 | 7475 | 6500 | 1 STAGE AUTOMATIC POWER FACTOR CORR.REL | 1 STAGE APFCR | 0
AVCR02 | AVOMEC | AUTOMATIC POWER FACTOR CORR.RELAY | 2 STAGE |  |  |  | 8107.5 | 0 | 8107.5 | 7050 | 2 STAGE AUTOMATIC POWER FACTOR CORR.REL | 2 STAGE APFCR | 0
AVCR03 | AVOMEC | AUTOMATIC POWER FACTOR CORR.RELAY | 3 STAGE |  |  |  | 8165 | 0 | 8165 | 7100 | 3 STAGE AUTOMATIC POWER FACTOR CORR.REL | 3 STAGE APFCR | 0
AVCR04 | AVOMEC | AUTOMATIC POWER FACTOR CORR.RELAY | 4 STAGE |  |  |  | 8510 | 0 | 8510 | 7400 | 4 STAGE AUTOMATIC POWER FACTOR CORR.REL | 4 STAGE APFCR | 0
AVCR05 | AVOMEC | AUTOMATIC POWER FACTOR CORR.RELAY | 5 STAGE |  |  |  | 8855 | 0 | 8855 | 7700 | 5 STAGE AUTOMATIC POWER FACTOR CORR.RE | 5 STAGE APFCR | 0
AVCR06 | AVOMEC | AUTOMATIC POWER FACTOR CORR.RELAY | 6 STAGE |  |  |  | 9142.5 | 0 | 9142.5 | 7950 | 6 STAGE AUTOMATIC POWER FACTOR CORR.RE | 6 STAGE APFCR | 0
AVCR07 | AVOMEC | AUTOMATIC POWER FACTOR CORR.RELAY | 7 STAGE |  |  |  | 9487.5 | 0 | 9487.5 | 8250 | 7 STAGE AUTOMATIC POWER FACTOR CORR.RE | 7 STAGE APFCR | 0
AVCR08 | AVOMEC | AUTOMATIC POWER FACTOR CORR.RELAY | 8 STAGE |  |  |  | 10522.5 | 0 | 10522.5 | 9150 | 8 STAGE AUTOMATIC POWER FACTOR CORR.RE | 8 STAGE APFCR | 0
AVCR09 | AVOMEC | AUTOMATIC POWER FACTOR CORR.RELAY | 9 STAGE |  |  |  | 11385 | 0 | 11385 | 9900 | 9 STAGE AUTOMATIC POWER FACTOR CORR.RE | 9 STAGE APFCR | 0
AVCR10 | AVOMEC | AUTOMATIC POWER FACTOR CORR.RELAY | 10 STAGE |  |  |  | 11787.5 | 0 | 11787.5 | 10250 | 10 STAGE AUTOMATIC POWER FACTOR CORR.REL | 10 STAGE APFCR | 0
AVCR12 | AVOMEC | AUTOMATIC POWER FACTOR CORR.RELAY | 12 STAGE |  |  |  | 13110 | 0 | 13110 | 11400 | 12 STAGE AUTOMATIC POWER FACTOR CORR.REL | 12 STAGE APFCR | 0
AVCR14 | AVOMEC | AUTOMATIC POWER FACTOR CORR.RELAY | 14 STAGE |  |  |  | 16330 | 0 | 16330 | 14200 | 14 STAGE AUTOMATIC POWER FACTOR CORR.REL | 14 STAGE APFCR | 0
AVCR16 | AVOMEC | AUTOMATIC POWER FACTOR CORR.RELAY | 16 STAGE |  |  |  | 19262.5 | 0 | 19262.5 | 16750 | 16 STAGE AUTOMATIC POWER FACTOR CORR.REL | 16 STAGE APFCR | 0
AVCR20 | AVOMEC | AUTOMATIC POWER FACTOR CORR.RELAY | 20 STAGE |  |  |  | 19550 | 0 | 19550 | 17000 | 20 STAGE AUTOMATIC POWER FACTOR CORR.REL | 20 STAGE APFCR | 0
BCIL00SR | BCH | INDICATING LAMP |  | SERIES RESISTOR TYPE |  |  | 160 | 0 | 160 | 160 | SERIES RESISTOR TYPE | INDICATING LAMP | 0
BCIL00TF | BCH | INDICATING LAMP |  | TRANSFORMER TYPE |  |  | 205 | 0 | 205 | 205 | TRANSFORMER TYPE | INDICATING LAMP | 0
BCPB1101 | BCH | PUSH BUTTON | 1NO+1NC | SHROUDED TYPE | EA12+EA411 |  | 177 | 0 | 177 | 177 | 1NO+1NC SHROUDED TYPE | PUSH BUTTON | 0
BCPB1102 | BCH | PUSH BUTTON | 1NO+1NC | MUSHROOM STAYPUT | EA21+EA411 |  | 206 | 0 | 206 | 206 | 1NO+1NC MSHROM STAPUT | PUSH BUTTON | 0
BCPB1103 | BCH | PUSH BUTTON | 1NO+1NC | LOCKABLE TYPE | EA8K+EA411 |  | 422 | 0 | 422 | 422 | 1NO+1NC LOCKABLE TYPE | PUSH BUTTON | 0
BCPB2201 | BCH | PUSH BUTTON | 2NO+2NC | SHROUDED TYPE | EA12+EA411+EA421 |  | 282 | 0 | 282 | 282 | 2NO+2NC SHROUDED TYPE | PUSH BUTTON | 0
BCPB2202 | BCH | PUSH BUTTON | 2NO+2NC | MUSHROOM STAYPUT | EA21+EA411+EA421 |  | 311 | 0 | 311 | 311 | 2NO+2NC MSHROM STAPUT | PUSH BUTTON | 0
BCPB2203 | BCH | PUSH BUTTON | 2NO+2NC | LOCKABLE TYPE | EA8K+EA411+EA421 |  | 527 | 0 | 527 | 527 | 2NO+2NC LOCKABLE TYPE | PUSH BUTTON | 0
BCTA1001 | BCH | TIMER (AC) | 1NO | KRTPN TYPE | ON/OFF DELAY |  | 1215 | 0 | 1215 | 1215 | 1NO,ON/OFF KRTPN | TIMER (AC) | 0
BCTA1101 | BCH | TIMER (AC) | 1NO+1NC | KRTPN TYPE | ON/OFF DELAY |  | 1615 | 0 | 1615 | 1615 | 1NO+1NC,ON/OFF KRTPN | TIMER (AC) | 0
BCTA1102 | BCH | TIMER (AC) | 1NO+1NC | KRTPCN TYPE | ON+OFF DELAY |  | 2010 | 0 | 2010 | 2010 | 1NO+1NC,ON+OFF KRTPCN | TIMER (AC) | 0
BCTA2001 | BCH | TIMER (AC) | 2NO | KRTPN TYPE | ON/OFF DELAY |  | 1340 | 0 | 1340 | 1340 | 2NO,ON/OFF KRTPN | TIMER (AC) | 0
BCTA2201 | BCH | TIMER (AC) | 2NO+2NC | KRTPN TYPE | ON/OFF DELAY |  | 1870 | 0 | 1870 | 1870 | 2NO+2NC,ON/OFF KRTPN | TIMER (AC) | 0
BCTA2202 | BCH | TIMER (AC) | 2NO+2NC | KRTPCN TYPE | ON+OFF DELAY |  | 2265 | 0 | 2265 | 2265 | 2NO+2NC, KRTPCN TYPE | TIMER (AC) | 0
BCTD1001 | BCH | TIMER (DC) | 1NO | KRTPN TYPE | ON/OFF DELAY |  | 1830 | 0 | 1830 | 1830 | 1NO,ON/OFF KRTPN | TIMER (DC) | 0
BCTD1101 | BCH | TIMER (DC) | 1NO+1NC | KRTPN TYPE | ON/OFF DELAY |  | 2180 | 0 | 2180 | 2180 | 1NO+1NC,ON/OFF KRTPN | TIMER (DC) | 0
BCTD1102 | BCH | TIMER (DC) | 1NO+1NC | KRTPCN TYPE | ON+OFF DELAY |  | 2590 | 0 | 2590 | 2590 | 1NO+1NC,ON+OFF KRTPCN | TIMER (DC) | 0
BCTD2001 | BCH | TIMER (DC) | 2NO | KRTPN TYPE | ON/OFF DELAY |  | 1955 | 0 | 1955 | 1955 | 2NO,ON/OFF KRTPN | TIMER (DC) | 0
BCTD2201 | BCH | TIMER (DC) | 2NO+2NC | KRTPN TYPE | ON/OFF DELAY |  | 2435 | 0 | 2435 | 2435 | 2NO+2NC,ON/OFF KRTPN | TIMER (DC) | 0
BCTD2202 | BCH | TIMER (DC) | 2NO+2NC | KRTPCN TYPE | ON+OFF DELAY |  | 2845 | 0 | 2845 | 2845 | 2NO+2NC,ON+OFF KRTPCN | TIMER (DC) | 0
BHWH3301 | BHEL | KWH METER | 30,3W | FLUSH MOUNTING |  |  | 1300 | 0 | 1300 | 1300 | 3PH3W,FLUSH MOUNTING | KWH METER | 0
BHWH3302 | BHEL | KWH METER | 30,3W | PROJECTION MOUNTING |  |  | 1300 | 0 | 1300 | 1300 | 3PH3W,PROJECTION MOUNT | KWH METER | 0
BHWH3401 | BHEL | KWH METER | 30,4W | FLUSH MOUNTING |  |  | 1300 | 0 | 1300 | 1300 | 3PH4W,FLUSH MOUNTING | KWH METER | 0
BHWH3402 | BHEL | KWH METER | 30,4W | PROJECTION MOUNTING |  |  | 1300 | 0 | 1300 | 1300 | 3PH4W,PROJECTION MOUNT | KWH METER | 0
BIILENFL | BINAY ELECTRONICS | FLASHER |  | LED TYPE ENHANCED | FIG.10 | 22.5MM WITH 3SB SIMULATIVE ADAPTER | 224.25 | 0 | 224.25 | 195 | LED TYPE 22.5MM AC/DC FLASHER 45-60V | FLASHER LED TYPE | 0
BIILENLA | BINAY ELECTRONICS | INDICATING LAMP LED |  | LED TYPE ENHANCED | FIG.10 | 22.5MM WITH 3SB SIMULATIVE ADAPTER | 128 | 0 | 128 | 150 | LED TYPE 22.5MM AC/DC R,G,Y 4-60V | INDICATING LAMP LED TYPE | 0
BIILENLB | BINAY ELECTRONICS | INDICATING LAMP LED BLUE |  | LED TYPE ENHANCED | FIG.10 | 22.5MM WITH 3SB SIMULATIVE ADAPTER | 160 | 0 | 160 | 385 | LED TYPE 22.5MM AC/DC BLUE 4-60V | INDICATING LAMP LED TYPE BLUE | 0
CGDM1010 | CROMPTON GREAVES | MCCB(DC) | 10A | 10KA | KS100S | 01 | 2435 | 0 | 2435 | 2435 | 10A 10KA KS100S | MCCB WITH FRONT OPERATING HANDLE | 0
CGDM1040 | CROMPTON GREAVES | MCCB(DC) | 10A | 40KA | KF100K | 03 | 6250 | 0 | 6250 | 6250 | 10A 40KA KF100K | MCCB WITH FRONT OPERATING HANDLE | 0
CGDM1110 | CROMPTON GREAVES | MCCB(DC) | 100A | 10KA | KS100S | 01 | 2435 | 0 | 2435 | 2435 | 100A 10KA KS100S | MCCB WITH FRONT OPERATING HANDLE | 0
CGDM1140 | CROMPTON GREAVES | MCCB(DC) | 100A | 40KA | KF100K | 03 | 6250 | 0 | 6250 | 6250 | 100A 40KA KF100K | MCCB WITH FRONT OPERATING HANDLE | 0
CGDM1240 | CROMPTON GREAVES | MCCB(DC) | 1000A | 40KA | KF1200H | 06 | 54645 | 0 | 54645 | 54645 | 1000A 40KA KF1200H | MCCB WITH FRONT OPERATING HANDLE | 0
CGDM1310 | CROMPTON GREAVES | MCCB(DC) | 125A | 10KA | KS200R | 01 | 5000 | 0 | 5000 | 5000 | 125A 10KA KS200R | MCCB WITH FRONT OPERATING HANDLE | 0
CGDM1340 | CROMPTON GREAVES | MCCB(DC) | 125A | 40KA | KF225K | 04 | 9250 | 0 | 9250 | 9250 | 125A 40KA KF225K | MCCB WITH FRONT OPERATING HANDLE | 0
CGDM1440 | CROMPTON GREAVES | MCCB(DC) | 1200A | 40KA | KF1200H | 06 | 59805 | 0 | 59805 | 59805 | 1200A 40KA KF1200H | MCCB WITH FRONT OPERATING HANDLE | 0
CCGDM151 | CROMPTON GREAVES | MCCB(DC) | 15A | 10KA | KS100S | 01 | 2435 | 0 | 2435 | 2435 | 15A 10KA KS100S | MCCB WITH FRONT OPERATING HANDLE | 0
CGDM1540 | CROMPTON GREAVES | MCCB(DC) | 15A | 40KA | KF100K | 03 | 6250 | 0 | 6250 | 6250 | 15A 40KA KF100K | MCCB WITH FRONT OPERATING HANDLE | 0
CGDM1610 | CROMPTON GREAVES | MCCB(DC) | 150A | 10KA | KS200R | 01 | 5000 | 0 | 5000 | 5000 | 150A 10KA KS200R | MCCB WITH FRONT OPERATING HANDLE | 0
CGDM1640 | CROMPTON GREAVES | MCCB(DC) | 150A | 40KA | KF225K | 04 | 9250 | 0 | 9250 | 9250 | 150A 40KA KF225K | MCCB WITH FRONT OPERATING HANDLE | 0
CGDM1710 | CROMPTON GREAVES | MCCB(DC) | 160A | 10KA | KS200R | 01 | 5000 | 0 | 5000 | 5000 | 160A 10KA KS200R | MCCB WITH FRONT OPERATING HANDLE | 0
CGDM1740 | CROMPTON GREAVES | MCCB(DC) | 160A | 40KA | KF225K | 04 | 9250 | 0 | 9250 | 9250 | 160A 40KA KF225K | MCCB WITH FRONT OPERATING HANDLE | 0
CGDM1810 | CROMPTON GREAVES | MCCB(DC) | 175A | 10KA | KS200R | 01 | 5000 | 0 | 5000 | 5000 | 175A 10KA KS200R | MCCB WITH FRONT OPERATING HANDLE | 0
CGDM1840 | CROMPTON GREAVES | MCCB(DC) | 175A | 40KA | KF225K | 04 | 9250 | 0 | 9250 | 9250 | 175A 40KA KF225K | MCCB WITH FRONT OPERATING HANDLE | 0
CGDM2110 | CROMPTON GREAVES | MCCB(DC) | 200A | 10KA | KS200R | 01 | 5000 | 0 | 5000 | 5000 | 200A 10KA KS200R | MCCB WITH FRONT OPERATING HANDLE | 0
CGDM2140 | CROMPTON GREAVES | MCCB(DC) | 200A | 40KA | KF225K | 04 | 9250 | 0 | 9250 | 9250 | 200A 40KA KF225K | MCCB WITH FRONT OPERATING HANDLE | 0
CGDM2310 | CROMPTON GREAVES | MCCB(DC) | 225A | 10KA | KS200R | 01 | 5000 | 0 | 5000 | 5000 | 225A 10KA KS200R | MCCB WITH FRONT OPERATING HANDLE | 0
ECGDM2340 | CROMPTON GREAVES | MCCB(DC) | 225A | 40KA | KF225K | 04 | 9250 | 0 | 9250 | 9250 | 225A 40KA KF225K | MCCB WITH FRONT OPERATING HANDLE | 0
CGDM2640 | CROMPTON GREAVES | MCCB(DC) | 250A | 40KA | KF600K | 05 | 14630 | 0 | 14630 | 14630 | 250A 40KA KF600K | MCCB WITH FRONT OPERATING HANDLE | 0
CGDM3010 | CROMPTON GREAVES | MCCB(DC) | 30A | 10KA | KS100S | 01 | 2435 | 0 | 2435 | 2435 | 30A 10KA KS100S | MCCB WITH FRONT OPERATING HANDLE | 0
ECGDM3040 | CROMPTON GREAVES | MCCB(DC) | 30A | 40KA | KF100K | 03 | 6250 | 0 | 6250 | 6250 | 30A 40KA KF100K | MCCB WITH FRONT OPERATING HANDLE | 0
CGDM3140 | CROMPTON GREAVES | MCCB(DC) | 300A | 40KA | KF600K | 05 | 14630 | 0 | 14630 | 14630 | 250A 40KA KF600K | MCCB WITH FRONT OPERATING HANDLE | 0
CGDM3640 | CROMPTON GREAVES | MCCB(DC) | 350A | 40KA | KF600K | 05 | 14630 | 0 | 14630 | 14630 | 350A 40KA KF600K | MCCB WITH FRONT OPERATING HANDLE | 0
CGDM4010 | CROMPTON GREAVES | MCCB(DC) | 40A | 10KA | KS100S | 01 | 2435 | 0 | 2435 | 2435 | 40A 10KA KS100S | MCCB WITH FRONT OPERATING HANDLE | 0
CGDM4040 | CROMPTON GREAVES | MCCB(DC) | 40A | 40KA | KF100K | 03 | 6250 | 0 | 6250 | 6250 | 40A 40KA KF100K | MCCB WITH FRONT OPERATING HANDLE | 0
CGDM4140 | CROMPTON GREAVES | MCCB(DC) | 400A | 40KA | KF600K | 05 | 14630 | 0 | 14630 | 14630 | 400A 40KA KF600K | MCCB WITH FRONT OPERATING HANDLE | 0
CGDM5010 | CROMPTON GREAVES | MCCB(DC) | 50A | 10KA | KS100S | 01 | 2435 | 0 | 2435 | 2435 | 50A 10KA KS100S | MCCB WITH FRONT OPERATING HANDLE | 0
CGDM5040 | CROMPTON GREAVES | MCCB(DC) | 50A | 40KA | KF100K | 03 | 6250 | 0 | 6250 | 6250 | 50A 40KA KF100K | MCCB WITH FRONT OPERATING HANDLE | 0
CGDM5140 | CROMPTON GREAVES | MCCB(DC) | 500A | 40KA | KF600K | 05 | 14630 | 0 | 14630 | 14630 | 500A 40KA KF600K | MCCB WITH FRONT OPERATING HANDLE | 0
CGDM6010 | CROMPTON GREAVES | MCCB(DC) | 60A | 10KA | KS100S | 01 | 2435 | 0 | 2435 | 2435 | 60A 10KA KS100S | MCCB WITH FRONT OPERATING HANDLE | 0
CGDM6040 | CROMPTON GREAVES | MCCB(DC) | 60A | 40KA | KF100K | 03 | 6250 | 0 | 6250 | 6250 | 60A 40KA KF100K | MCCB WITH FRONT OPERATING HANDLE | 0
CGDM6140 | CROMPTON GREAVES | MCCB(DC) | 600A | 40KA | KF600K | 05 | 14630 | 0 | 14630 | 14630 | 600A 40KA KF600K | MCCB WITH FRONT OPERATING HANDLE | 0
CGDM6440 | CROMPTON GREAVES | MCCB(DC) | 630A | 40KA | KF600K | 05 | 14630 | 0 | 14630 | 14630 | 630A 40KA KF600K | MCCB WITH FRONT OPERATING HANDLE | 0
CGDM7140 | CROMPTON GREAVES | MCCB(DC) | 700A | 40KA | KF800K | 05 | 16850 | 0 | 16850 | 16850 | 700A 40KA KF800K | MCCB WITH FRONT OPERATING HANDLE | 0
CGDM7510 | CROMPTON GREAVES | MCCB(DC) | 75A | 10KA | KS100S | 01 | 2435 | 0 | 2435 | 2435 | 75A 10KA KS100S | MCCB WITH FRONT OPERATING HANDLE | 0
CGDM7540 | CROMPTON GREAVES | MCCB(DC) | 75A | 40KA | KF100K | 03 | 6250 | 0 | 6250 | 6250 | 75A 40KA KF100K | MCCB WITH FRONT OPERATING HANDLE | 0
CGDM8140 | CROMPTON GREAVES | MCCB(DC) | 800A | 40KA | KF800K | 05 | 16850 | 0 | 16850 | 16850 | 800A 40KA KF800K | MCCB WITH FRONT OPERATING HANDLE | 0
CGPS0410 | CROMPTON GREAVES | PLUG & SOCKET | 10A | 4PIN | AP10+AS10+A-10 | PLUG +SOCKET+ADAPTER BOX | 194 | 0 | 194 | 194 | 10A 4PIN | PLUG & SOCKET | 0
CGPS0413 | CROMPTON GREAVES | PLUG & SOCKET | 125A | 4PIN | CP125+CS125+C-125 | PLUG +SOCKET+ADAPTER BOX | 4418 | 0 | 4418 | 4418 | 125A 4PIN | PLUG & SOCKET | 0
CGPS0420 | CROMPTON GREAVES | PLUG & SOCKET | 20A | 4PIN | BP20+BS20+B-20 | PLUG +SOCKET+ADAPTER BOX | 194 | 0 | 194 | 194 | 20A 4PIN | PLUG & SOCKET | 0
CGPS0430 | CROMPTON GREAVES | PLUG & SOCKET | 30A | 4PIN | BP30+BS30+B-30 | PLUG +SOCKET+ADAPTER BOX | 338 | 0 | 338 | 338 | 30A 4PIN | PLUG & SOCKET | 0
CGPS0463 | CROMPTON GREAVES | PLUG & SOCKET | 63A | 4PIN | CP63+CS63+C-63 | PLUG +SOCKET+ADAPTER BOX | 1705 | 0 | 1705 | 1705 | 63A 4PIN | PLUG & SOCKET | 0
COTS | CONCORD | TEST/SERVICE LIMIT SWITCH |  |  |  |  | 250 | 0 | 250 | 250 |  | TEST/SERVICE LIMIT SWITCH | 0
CSAU | C&S | AUXILIARY SWITCH 1NO+1NC |  |  |  |  | 480 | 0 | 430 | 230 | 1NO+1NC |  | 0
CSAU22 | C&S | AUXILIARY SWITCH 2NO+2NC |  |  |  |  | 940 | 0 | 830 | 460 | 2NO+2NC |  | 0
CSAXAS55 | C&S | ACB ACCESSORIES | AUX.SWITCH | 5NO+5NC | AXH-5A5B |  | 1 | 0 | 1 | 1 | AUX.SWITCH 5NO+5NC |  | 0
CSAXAS77 | C&S | ACB ACCESSORIES | AUX.SWITCH | 7NO+7NC | AXH-7A7B |  | 1 | 0 | 1 | 1 | AUX.SWITCH 7NO+7NC |  | 0
CSAXC112 | C&S | ACB ACCESSORIES | 1000A | CT NEUTRAL | ATB-210 |  | 1 | 0 | 1 | 1 | 1000A CT NEUTRAL |  | 0
CSAXC114 | C&S | ACB ACCESSORIES | 1250A | CT NEUTRAL | ATB-213 |  | 1 | 0 | 1 | 1 | 1250A CT NEUTRAL |  | 0
CSAXC118 | C&S | ACB ACCESSORIES | 1600A | CT NEUTRAL | ATB-216 |  | 1 | 0 | 1 | 1 | 1600A CT NEUTRAL |  | 0
CSAXC122 | C&S | ACB ACCESSORIES | 2000A | CT NEUTRAL | ATB-220 |  | 1 | 0 | 1 | 1 | 2000A CT NEUTRAL |  | 0
CSAXC127 | C&S | ACB ACCESSORIES | 2500A | CT NEUTRAL | ATB-225 |  | 1 | 0 | 1 | 1 | 2500A CT NEUTRAL |  | 0
CSAXC134 | C&S | ACB ACCESSORIES | 3200A | CT NEUTRAL | ATB-332 |  | 1 | 0 | 1 | 1 | 3200A CT NEUTRAL |  | 0
CSAXC141 | C&S | ACB ACCESSORIES | 400A | CT NEUTRAL | ATB-204 |  | 1 | 0 | 1 | 1 | 400A CT NEUTRAL |  | 0
CSAXC142 | C&S | ACB ACCESSORIES | 4000A | CT NEUTRAL | ATB-440 |  | 1 | 0 | 1 | 1 | 4000A CT NEUTRAL |  | 0
CSAXC164 | C&S | ACB ACCESSORIES | 630A | CT NEUTRAL | ATB-206 |  | 1 | 0 | 1 | 1 | 630A CT NEUTRAL |  | 0
CSAXC181 | C&S | ACB ACCESSORIES | 800A | CT NEUTRAL | ATB-208 |  | 1 | 0 | 1 | 1 | 800A CT NEUTRAL |  | 0
CSAXC312 | C&S | ACB ACCESSORIES | 1000A | CT THREE PHASE | ATB-110 |  | 1 | 0 | 1 | 1 | 1000A CT THREE PHASE |  | 0
CSAXC314 | C&S | ACB ACCESSORIES | 1250A | CT THREE PHASE | ATB-113 |  | 1 | 0 | 1 | 1 | 1250A CT THREE PHASE |  | 0
CSAXC318 | C&S | ACB ACCESSORIES | 1600A | CT THREE PHASE | ATB-116 |  | 1 | 0 | 1 | 1 | 1600A CT THREE PHASE |  | 0
CSAXC341 | C&S | ACB ACCESSORIES | 400A | CT THREE PHASE | ATB-040 |  | 1 | 0 | 1 | 1 | 400A CT THREE PHASE |  | 0
CSAXC364 | C&S | ACB ACCESSORIES | 630A | CT THREE PHASE | ATB-063 |  | 1 | 0 | 1 | 1 | 630A CT THREE PHASE |  | 0
CSAXC381 | C&S | ACB ACCESSORIES | 800A | CT THREE PHASE | ATB-080 |  | 1 | 0 | 1 | 1 | 800A CT THREE PHASE |  | 0
CSAXCK | C&S | ACB ACCESSORIES | CASTLE KEY | AK1 |  |  | 3990 | 0 | 4545 | 2300 | CASTLE KEY AK1 |  | 0
CSAXCR | C&S | ACB ACCESSORIES | CLOSING TRIP | AVH-C |  |  | 2200 | 0 | 2130 | 1000 | CLOSING TRIP AVH-C |  | 0
CSAXCS12 | CU STUBS | CU STUBS | 1000 A |  |  |  | 1 | 0 | 1 | 1 | NIL 1000A CU STUBS |  | 0
CSAXCS14 | CU STUBS | CU STUBS | 1250 A |  |  |  | 1 | 0 | 1 | 7500 | 1250 A/1600 A CU STUBS-TP |  | 0
CSAXCS18 | CU STUBS | CU STUBS | 1600 A |  |  |  | 1 | 0 | 1 | 6573 | 1600 A CU STUBS-TP |  | 0
CSAXCS22 | CU STUBS | CU STUBS | 2000 A |  |  |  | 1 | 0 | 1 | 14115 | 2000 A CU STUBS-TP |  | 0
CSAXCS27 | CU STUBS | CU STUBS | 2500 A |  |  |  | 1 | 0 | 1 | 14115 | 2500 A CU STUBS-TP |  | 0
CSAXCS34 | CU STUBS | CU STUBS | 3200 A |  |  |  | 1 | 0 | 1 | 21773 | 3200 A CU STUBS-TP |  | 0
CSAXCS42 | CU STUBS | CU STUBS | 4000 A |  |  |  | 1 | 0 | 1 | 21773 | 4000 A CU STUBS-TP |  | 0
CSAXCS64 | CU STUBS | CU STUBS | 630 A |  |  |  | 1 | 0 | 1 | 1 | NIL 800A CU STUBS |  | 0
CSAXCS81 | CU STUBS | CU STUBS | 800 A |  |  |  | 1 | 0 | 1 | 2325 | 800A CU STUBS |  | 0
CSAXISOA | C&S | ACB ACCESSORIES | INDICATION SWITCH | OCR ALARM | ALA |  | 570 | 0 | 650 | 330 | IND.SWITCH OCR ALARM | OCR ALARM SWITCH | 0
CSAXISPI | C&S | ACB ACCESSORIES | INDICATION SWITCH - | POSITION INDICATION | ALB-IP |  | 1 | 0 | 1 | 1 | POSITION IND. SWITCH |  | 0
CSAXISSC | C&S | ACB ACCESSORIES | INDICATION SWITCH | SPRING CHARGED | SCIS |  | 1 | 0 | 1 | 1 | SPRING CHARGE IND.SWIT |  | 0
CSAXISTI | C&S | ACB ACCESSORIES | INDICATION SWITCH | TRIP INDICATION | TIS |  | 1 | 0 | 1 | 1 | TRIP IND.SWITCH |  | 0
CSAXOC | C&S | ACB ACCESSORIES | OPERATION COUNTER | ASC |  |  | 1720 | 0 | 1955 | 1000 | OPERATION COUNTER ASC | OPERATION COUNTER | 0
CSAXREEF | C&S | ACB ACCESSORIES | LTD&STD WITH E/F TRIP(O/L,S/C&E/F) | AOJ-1LC-G |  |  | 1 | 0 | 1 | 1 | O/L,S/C&E/F-AOJ-1LC-G |  | 0
CSAXREOS | C&S | ACB ACCESSORIES | LTD&STD TRIP(O/L,TIME DEL S/C PROT) | AOJ-1LC |  |  | 1 | 0 | 1 | 1 | O/L&S/C AOJ-1LC |  | 0
CSAXRS | C&S | ACB ACCESSORIES | SHUNT TRIP | AVH-S |  |  | 1 | 0 | 1 | 1 | SHUNT TRIP AVH-S | SHUNT TRIP | 0
CSAXS318 | C&S | ACB ACCESSORIES | UPTO 1600A | SHUTTER TP | ASH-1 |  | 1 | 0 | 1 | 1 | UPTO 1600A SHUTTER TP |  | 0
CSAXS327 | C&S | ACB ACCESSORIES | 2000A,2500A | SHUTTER TP | ASH-2 |  | 1 | 0 | 1 | 1 | 2000,2500A SHUTTER TP |  | 0
CSAXS334 | C&S | ACB ACCESSORIES | 3200A | SHUTTER TP | ASH-3 |  | 1 | 0 | 1 | 1 | 3200A SHUTTER TP |  | 0
CSAXS342 | C&S | ACB ACCESSORIES | 4000A | SHUTTER TP | ASH-4 |  | 1 | 0 | 1 | 1 | 4000A SHUTTER TP |  | 0
CSAXS418 | C&S | ACB ACCESSORIES | UPTO 1600A | SHUTTER 4P | ASH-1(4P) |  | 1 | 0 | 1 | 1 | UPTO 1600A SHUTTER 4P |  | 0
CSAXS427 | C&S | ACB ACCESSORIES | 2000A,2500A | SHUTTER 4P | ASH-2(4P) |  | 1 | 0 | 1 | 1 | 2000,2500A SHUTTER 4P |  | 0
CSAXS434 | C&S | ACB ACCESSORIES | 3200A | SHUTTER 4P | ASH-3(4P) |  | 1 | 0 | 1 | 1 | 3200A SHUTTER 4P |  | 0
CSAXS442 | C&S | ACB ACCESSORIES | 4000A | SHUTTER 4P | ASH-4(4P) |  | 1 | 0 | 1 | 1 | 4000A SHUTTER 4P |  | 0
CSAXUV | C&S | ACB ACCESSORIES | U/V RELEASE | AUH |  |  | 3570 | 1850 | 3830 | 1850 | U/V RELEASE AUH-116,220 | UNDER VOLTAGE TRIP | 0
CSCF16NS | C&S | CONTROL FUSE | 16A | CNSH TYPE |  |  | 170 | 145 | 250 | 90 | 16A CNSH TYPE | CONTROL FUSE | 104
CSCF20NS | C&S | CONTROL FUSE | 20A | CNSH TYPE |  |  | 170 | 145 | 250 | 90 | 20A CNSH TYPE | CONTROL FUSE | 106
CSCK | C&S | CASTLE KEY |  |  |  |  | 3990 | 800 | 4370 | 800 |  |  | 0
CSCT12 | CONTROLS & SWITCHGEAR CO. | CONTROL TERMINAL | 1/2M |  |  |  | 2350 | 0 | 2350 | 1788 | 1/2M |  | 0
CSCT13 | CONTROLS & SWITCHGEAR CO. | CONTROL TERMINAL | 1/3M |  |  |  | 1390 | 0 | 1390 | 1073 | 1/3M |  | 0
CSCT14 | CONTROLS & SWITCHGEAR CO. | CONTROL TERMINAL | 1/4M |  |  |  | 1110 | 0 | 1110 | 715 | 1/4M |  | 0
CSCT16 | CONTROLS & SWITCHGEAR CO. | CONTROL TERMINAL | 1/6M |  |  |  | 524 | 0 | 524 | 358 | 1/6M |  | 0
CSCT38 | CONTROLS & SWITCHGEAR CO. | CONTROL TERMINAL | 3/8M |  |  |  | 1610 | 0 | 1610 | 1251 | 3/8M |  | 0
CSFB11IS | CONTROLS & SWITCHGEAR CO. | HRC FUSE BASE | 100 A | CDFB00-1 TYPE |  |  | 265 | 150 | 250 | 150 | 100 A CDFB00-1(EE-ISG TYPE) | HRC FUSE BASE | 165
CSFB20NS | CONTROLS & SWITCHGEAR CO. | HRC FUSE BASE | 20 A | CNS20H TYPE |  |  | 122 | 25 | 130 | 25 | 20 A CNS20H(EE-NSH TYPE) | HRC FUSE BASE | 0
CSFB26IS | CONTROLS & SWITCHGEAR CO. | HRC FUSE BASE | 250 A | CDFB 1-1 TYPE |  |  | 525 | 300 | 495 | 300 | 250 A CDFB 1-1(EE-ISG TYPE) | HRC FUSE BASE | 345
CSFB32SM | CONTROLS & SWITCHGEAR CO. | HRC FUSE BASE | 32 A | CSM32H TYPE |  |  | 210 | 110 | 132 | 110 | 32 A CSM32H(EE-SM TYPE) | HRC FUSE BASE | 125
CSFB41IS | CONTROLS & SWITCHGEAR CO. | HRC FUSE BASE | 400 A | CDFB 2-1 TYPE |  |  | 700 | 405 | 660 | 405 | 400 A CDFB 2-1(EE-ISG TYPE) | HRC FUSE BASE | 470
CSFB63SM | CONTROLS & SWITCHGEAR CO. | HRC FUSE BASE | 63 A | CSM63H TYPE |  |  | 270 | 135 | 270 | 135 | 63 A CSM63H(EE-SM TYPE) | HRC FUSE BASE | 150
CSFB64IS | CONTROLS & SWITCHGEAR CO. | HRC FUSE BASE | 630 A | CDFB 3-1 TYPE |  |  | 955 | 610 | 1106 | 610 | 630 A CDFB 3-1(EE-ISG TYPE) | HRC FUSE BASE | 655
CSFL02NS | CONTROLS & SWITCHGEAR CO. | HRC FUSE | 2 A | CNS TYPE |  |  | 47 | 24 | 51 | 24 | 2 A CNS(EE-NS TYPE) | HRC FUSE | 27
CSFL04NS | CONTROLS & SWITCHGEAR CO. | HRC FUSE | 4 A | CNS TYPE |  |  | 47 | 24 | 51 | 24 | 4 A CNS(EE-NS TYPE) | HRC FUSE | 27
CSFL04TA | CONTROLS & SWITCHGEAR CO. | HRC FUSE | 4 A | CTIA TYPE |  |  | 78 | 37 | 81 | 37 | 4 A CTIA(EE-TIA TYPE) | HRC FUSE | 40
CSFL06NS | CONTROLS & SWITCHGEAR CO. | HRC FUSE | 6 A | CNS TYPE |  |  | 47 | 24 | 51 | 24 | 6 A CNS(EE-NS TYPE) | HRC FUSE | 27
CSFL06TA | CONTROLS & SWITCHGEAR CO. | HRC FUSE | 6 A | CTIA TYPE |  |  | 78 | 37 | 81 | 37 | 6 A CTIA(EE-TIA TYPE) | HRC FUSE | 40
CSFL06VB | CONTROLS & SWITCHGEAR CO. | HRC FUSE | 6 A | OFAA 00H TYPE |  |  | 235 | 145 | 231 | 145 | 6 A OFAA 00H(EE-VSB TYPE) | HRC FUSE | 165
CSFL08NS | CONTROLS & SWITCHGEAR CO. | HRC FUSE | 8 A | CNS TYPE |  |  | 47 | 24 | 51 | 24 | 8 A CNS(EE-NS TYPE) | HRC FUSE | 27
CSFL10NS | CONTROLS & SWITCHGEAR CO. | HRC FUSE | 10 A | CNS TYPE |  |  | 47 | 24 | 51 | 24 | 10 A CNS(EE-NS TYPE) | HRC FUSE | 27
CSFL10TA | CONTROLS & SWITCHGEAR CO. | HRC FUSE | 10 A | CTIA TYPE |  |  | 78 | 37 | 81 | 37 | 10 A CTIA(EE-TIA TYPE) | HRC FUSE | 40
CSFL10VB | CONTROLS & SWITCHGEAR CO. | HRC FUSE | 10 A | OFAA 00H TYPE |  |  | 235 | 145 | 231 | 145 | 10 A OFAA 00H(EE-VSB TYPE) | HRC FUSE | 165
CSFL11VB | CONTROLS & SWITCHGEAR CO. | HRC FUSE | 100 A | OFAA 00H TYPE |  |  | 246 | 150 | 284 | 150 | 100 A OFAA 00H(EE-VSB TYPE) | HRC FUSE | 170
CSFL11VF | CONTROLS & SWITCHGEAR CO. | HRC FUSE | 100 A | CDFL 1 TYPE |  |  | 406 | 255 | 475 | 255 | 100 A CDFL 1(EE-VSF TYPE) | HRC FUSE | 290
CSFL11VK | CONTROLS & SWITCHGEAR CO. | HRC FUSE | 100 A | CDFL 2 TYPE |  |  | 704 | 365 | 725 | 365 | 100 A CDFL 2(EE-VSK TYPE) | HRC FUSE | 410
CSFL12NS | CONTROLS & SWITCHGEAR CO. | HRC FUSE | 12 A | CNS TYPE |  |  | 47 | 24 | 51 | 24 | 12 A CNS(EE-NS TYPE) | HRC FUSE | 27
CSFL13VB | CONTROLS & SWITCHGEAR CO. | HRC FUSE | 125 A | OFAA 00H TYPE |  |  | 268 | 155 | 284 | 155 | 125 A OFAA 00H(EE-VSB TYPE) | HRC FUSE | 175
CSFL13VF | CONTROLS & SWITCHGEAR CO. | HRC FUSE | 125 A | CDFL 1 TYPE |  |  | 406 | 255 | 495 | 255 | 125 A CDFL 1(EE-VSF TYPE) | HRC FUSE | 290
CSFL13VK | CONTROLS & SWITCHGEAR CO. | HRC FUSE | 125 A | CDFL 2 TYPE |  |  | 704 | 365 | 725 | 365 | 125 A CDFL 2(EE-VSK TYPE) | HRC FUSE | 410
CSFL16NS | CONTROLS & SWITCHGEAR CO. | HRC FUSE | 16 A | CNS TYPE |  |  | 47 | 24 | 51 | 24 | 16 A CNS(EE-NS TYPE) | HRC FUSE | 27
CSFL16TA | CONTROLS & SWITCHGEAR CO. | HRC FUSE | 16 A | CTIA TYPE |  |  | 78 | 37 | 81 | 37 | 16 A CTIA(EE-TIA TYPE) | HRC FUSE | 40
CSFL16VB | CONTROLS & SWITCHGEAR CO. | HRC FUSE | 16 A | OFAA 00H TYPE |  |  | 235 | 145 | 231 | 145 | 16 A OFAA 00H(EE-VSB TYPE) | HRC FUSE | 165
CSFL17VB | CONTROLS & SWITCHGEAR CO. | HRC FUSE | 160 A | OFAA 00H TYPE |  |  | 268 | 155 | 284 | 155 | 160 A OFAA 00H(EE-VSB TYPE) | HRC FUSE | 175
CSFL17VF | CONTROLS & SWITCHGEAR CO. | HRC FUSE | 160 A | CDFL 1 TYPE |  |  | 437 | 265 | 495 | 265 | 160 A CDFL 1(EE-VSF TYPE) | HRC FUSE | 305
CSFL17VK | CONTROLS & SWITCHGEAR CO. | HRC FUSE | 160 A | CDFL 2 TYPE |  |  | 704 | 365 | 725 | 365 | 160 A CDFL 2(EE-VSK TYPE) | HRC FUSE | 410
CSFL20NS | CONTROLS & SWITCHGEAR CO. | HRC FUSE | 20 A | CNS TYPE |  |  | 47 | 25 | 57 | 25 | 20 A CNS(EE-NS TYPE) | HRC FUSE | 29
CSFL20TA | CONTROLS & SWITCHGEAR CO. | HRC FUSE | 20 A | CTIA TYPE |  |  | 78 | 37 | 81 | 37 | 20 A CTIA(EE-TIA TYPE) | HRC FUSE | 40
CSFL20VB | CONTROLS & SWITCHGEAR CO. | HRC FUSE | 20 A | OFAA 00H TYPE |  |  | 235 | 145 | 231 | 145 | 20 A OFAA 00H(EE-VSB TYPE) | HRC FUSE | 165
CSFL21VF | CONTROLS & SWITCHGEAR CO. | HRC FUSE | 200 A | CDFL 1 TYPE |  |  | 437 | 265 | 495 | 265 | 200 A CDFL 1(EE-VSF TYPE) | HRC FUSE | 305
CSFL21VK | CONTROLS & SWITCHGEAR CO. | HRC FUSE | 200 A | CDFL 2 TYPE |  |  | 610 | 375 | 725 | 375 | 200 A CDFL 2(EE-VSK TYPE) | HRC FUSE | 430
CSFL25NS | CONTROLS & SWITCHGEAR CO. | HRC FUSE | 25 A | CNS TYPE |  |  | 53 | 25 | 57 | 25 | 25 A CNS(EE-NS TYPE) | HRC FUSE | 29
CSFL25TA | CONTROLS & SWITCHGEAR CO. | HRC FUSE | 25 A | CTIA TYPE |  |  | 78 | 37 | 81 | 37 | 25 A CTIA(EE-TIA TYPE) | HRC FUSE | 40
CSFL25VB | CONTROLS & SWITCHGEAR CO. | HRC FUSE | 25 A | OFAA 00H TYPE |  |  | 235 | 145 | 231 | 145 | 25 A OFAA 00H(EE-VSB TYPE) | HRC FUSE | 165
CSFL26VF | CONTROLS & SWITCHGEAR CO. | HRC FUSE | 250 A | CDFL 1 TYPE |  |  | 490 | 285 | 555 | 285 | 250 A CDFL 1(EE-VSF TYPE) | HRC FUSE | 330
CSFL26VK | CONTROLS & SWITCHGEAR CO. | HRC FUSE | 250 A | CDFL 2 TYPE |  |  | 610 | 375 | 725 | 375 | 250 A CDFL 2(EE-VSK TYPE) | HRC FUSE | 430
CSFL32NS | CONTROLS & SWITCHGEAR CO. | HRC FUSE | 32 A | CNS TYPE |  |  | 53 | 25 | 57 | 25 | 32 A CNS(EE-NS TYPE) | HRC FUSE | 29
CSFL32TA | CONTROLS & SWITCHGEAR CO. | HRC FUSE | 32 A | CTIA TYPE |  |  | 78 | 37 | 81 | 37 | 32 A CTIA(EE-TIA TYPE) | HRC FUSE | 40
CSFL32TS | CONTROLS & SWITCHGEAR CO. | HRC FUSE | 32 A | CTIS TYPE |  |  | 90 | 56 | 94 | 56 | 32 A CTIS(EE-TIS TYPE) | HRC FUSE | 60
CSFL32VB | CONTROLS & SWITCHGEAR CO. | HRC FUSE | 32 A | OFAA 00H TYPE |  |  | 235 | 145 | 231 | 145 | 32 A OFAA 00H(EE-VSB TYPE) | HRC FUSE | 165
CSFL32VF | CONTROLS & SWITCHGEAR CO. | HRC FUSE | 32 A | CDFL 1 TYPE |  |  | 406 | 255 | 475 | 255 | 32 A CDFL 1(EE-VSF TYPE) | HRC FUSE | 290
CSFL33VK | CONTROLS & SWITCHGEAR CO. | HRC FUSE | 315 A | CDFL 2 TYPE |  |  | 640 | 375 | 775 | 375 | 315 A CDFL 2(EE-VSK TYPE) | HRC FUSE | 430
CSFL33VT | CONTROLS & SWITCHGEAR CO. | HRC FUSE | 315 A | CDFL 3 TYPE |  |  | 812 | 500 | 920 | 500 | 315 A CDFL 3(EE-VST TYPE) | HRC FUSE | 570
CSFL35TS | CONTROLS & SWITCHGEAR CO. | HRC FUSE | 35 A | CTIS TYPE |  |  | 90 | 56 | 94 | 56 | 35 A CTIS(EE-TIS TYPE) | HRC FUSE | 60
CSFL35VB | CONTROLS & SWITCHGEAR CO. | HRC FUSE | 35 A | OFAA 00H TYPE |  |  | 235 | 145 | 231 | 145 | 35 A OFAA 00H(EE-VSB TYPE) | HRC FUSE | 165
CSFL35VF | CONTROLS & SWITCHGEAR CO. | HRC FUSE | 35 A | CDFL 1 TYPE |  |  | 406 | 255 | 475 | 255 | 35 A CDFL 1(EE-VSF TYPE) | HRC FUSE | 290
CSFL40TS | CONTROLS & SWITCHGEAR CO. | HRC FUSE | 40 A | CTIS TYPE |  |  | 90 | 56 | 94 | 56 | 40 A CTIS(EE-TIS TYPE) | HRC FUSE | 60
CSFL41VK | CONTROLS & SWITCHGEAR CO. | HRC FUSE | 400 A | CDFL 2 TYPE |  |  | 704 | 400 | 795 | 400 | 400 A CDFL 2(EE-VSK TYPE) | HRC FUSE | 460
CSFL41VT | CONTROLS & SWITCHGEAR CO. | HRC FUSE | 400 A | CDFL 3 TYPE |  |  | 812 | 500 | 920 | 500 | 400 A CDFL 3(EE-VST TYPE) | HRC FUSE | 570
CSFL50TS | CONTROLS & SWITCHGEAR CO. | HRC FUSE | 50 A | CTIS TYPE |  |  | 90 | 56 | 94 | 56 | 50 A CTIS(EE-TIS TYPE) | HRC FUSE | 60
CSFL50VB | CONTROLS & SWITCHGEAR CO. | HRC FUSE | 50 A | OFAA 00H TYPE |  |  | 235 | 145 | 231 | 145 | 50 A OFAA 00H(EE-VSB TYPE) | HRC FUSE | 165
CSFL50VF | CONTROLS & SWITCHGEAR CO. | HRC FUSE | 50 A | CDFL 1 TYPE |  |  | 406 | 255 | 475 | 255 | 50 A CDFL 1(EE-VSF TYPE) | HRC FUSE | 290
CSFL51VT | CONTROLS & SWITCHGEAR CO. | HRC FUSE | 500 A | CDFL 3 TYPE |  |  | 1024 | 590 | 1145 | 590 | 500 A CDFL 3(EE-VST TYPE) | HRC FUSE | 680
CSFL63TS | CONTROLS & SWITCHGEAR CO. | HRC FUSE | 63 A | CTIS TYPE |  |  | 90 | 56 | 94 | 56 | 63 A CTIS(EE-TIS TYPE) | HRC FUSE | 60
CSFL63VB | CONTROLS & SWITCHGEAR CO. | HRC FUSE | 63 A | OFAA 00H TYPE |  |  | 235 | 145 | 231 | 145 | 63 A OFAA 00H(EE-VSB TYPE) | HRC FUSE | 165
CSFL63VF | CONTROLS & SWITCHGEAR CO. | HRC FUSE | 63 A | CDFL 1 TYPE |  |  | 406 | 255 | 475 | 255 | 63 A CDFL 1(EE-VSF TYPE) | HRC FUSE | 290
CSFL64VT | CONTROLS & SWITCHGEAR CO. | HRC FUSE | 630 A | CDFL 3 TYPE |  |  | 1024 | 590 | 1145 | 590 | 630 A CDFL 3(EE-VST TYPE) | HRC FUSE | 680
CSFL68TL | CONTROLS & SWITCHGEAR CO. | HRC FUSE | 670 A | CTLM TYPE |  |  | 1730 | 1000 | 1872 | 1000 | 670 A CTLM(EE-TLM TYPE) | HRC FUSE | 1100
CSFL72TL | CONTROLS & SWITCHGEAR CO. | HRC FUSE | 710 A | CTLM TYPE |  |  | 1730 | 1000 | 1872 | 1000 | 710 A CTLM(EE-TLM TYPE) | HRC FUSE | 1100
CSFL76TL | CONTROLS & SWITCHGEAR CO. | HRC FUSE | 750 A | CTLM TYPE |  |  | 1730 | 1000 | 1872 | 1000 | 750 A CTLM(EE-TLM TYPE) | HRC FUSE | 1100
CSFL80VB | CONTROLS & SWITCHGEAR CO. | HRC FUSE | 80 A | OFAA 00H TYPE |  |  | 246 | 150 | 260 | 150 | 80 A OFAA 00H(EE-VSB TYPE) | HRC FUSE | 170
CSFL80VF | CONTROLS & SWITCHGEAR CO. | HRC FUSE | 80 A | CDFL 1 TYPE |  |  | 406 | 255 | 475 | 255 | 80 A CDFL 1(EE-VSF TYPE) | HRC FUSE | 290
CSFL81TL | CONTROLS & SWITCHGEAR CO. | HRC FUSE | 800 A | CTLM TYPE |  |  | 1730 | 1000 | 1872 | 1000 | 800 A CTLM(EE-TLM TYPE) | HRC FUSE | 1100
CSIL00SR | CONTROLS & SWITCHGEAR CO. | INDICATING LAMP |  | SERIES RESISTOR TYPE |  |  | 150 | 82 | 150 | 82 | SERIES RESISTOR TYPE | INDICATING LAMP | 0
CSIL00TF | CONTROLS & SWITCHGEAR CO. | INDICATING LAMP |  | TRANSFORMER TYPE |  |  | 350 | 210 | 350 | 210 | TRANSFORMER TYPE | INDICATING LAMP | 0
CSNL20 | CONTROLS & SWITCHGEAR CO. | NEUTRAL LINK | 20A |  |  |  | 80 | 50 | 80 | 50 | 20A | NEUTRAL LINK | 0
CSSF1302 | C&S | SWITCH FUSE | 125A | TPN | CSSF125D3 |  | 5030 | 3300 | 5520 | 3300 | 125A TPN | SWITCH | 3450
CSSF1303 | C&S | SWITCH FUSE | 125A | 4 POLE | CSSF125D4 |  | 6480 | 4300 | 6790 | 4300 | 125A 4 POLE | 4 POLE SWITCH | 4600
CSSF1304 | C&S | SWITCH FUSE | 125A | C/O SWITCH | CSSF125D4CO |  | 12430 | 5750 | 8950 | 5750 | 125A C/O SWITCH | CHANGE OVER SWITCH | 6300
CSSF2602 | C&S | SWITCH FUSE | 250A | TPN | CSSF250D3 |  | 8440 | 5450 | 9300 | 5450 | 250A TPN | SWITCH | 5450
CSSF2603 | C&S | SWITCH FUSE | 250A | 4 POLE | CSSF250D4 |  | 9830 | 6500 | 10610 | 6500 | 250A 4 POLE | 4 POLE SWITCH | 6700
CSSF2604 | C&S | SWITCH FUSE | 250A | C/O SWITCH | CSSF250D4CO |  | 22940 | 10500 | 14460 | 10500 | 250A C/O SWITCH | CHANGE OVER SWITCH | 11600
CSSF3202 | C&S | SWITCH FUSE | 32A | TPN | CSSF32D3 |  | 1480 | 940 | 1640 | 940 | 32A TPN | SWITCH | 940
CSSF3203 | C&S | SWITCH FUSE | 32A | 4 POLE | CSSF32D4 |  | 2060 | 1140 | 2150 | 1140 | 32A 4 POLE | 4 POLE SWITCH | 1140
CSSF3204 | C&S | SWITCH FUSE | 32A | C/O SWITCH | CSSF32D4CO |  | 6940 | 2900 | 4490 | 2900 | 32A C/O SWITCH | CHANGE OVER SWITCH | 3200
CSSF4102 | C&S | SWITCH FUSE | 400A | TPN | CSSF400D3 |  | 14010 | 8350 | 14710 | 8350 | 400A TPN | SWITCH | 8500
CSSF4103 | C&S | SWITCH FUSE | 400A | 4 POLE | CSSF400D4 |  | 16560 | 9380 | 16480 | 9380 | 400A 4 POLE | 4 POLE SWITCH | 10000
CSSF4104 | C&S | SWITCH FUSE | 400A | C/O SWITCH | CSSF400D4CO |  | 33990 | 16000 | 27650 | 16000 | 400A C/O SWITCH | CHANGE OVER SWITCH | 17600
CSSF6302 | C&S | SWITCH FUSE | 63A | TPN | CSSF63D3 |  | 2240 | 1370 | 2340 | 1370 | 63A TPN | SWITCH | 1370
CSSF6303 | C&S | SWITCH FUSE | 63A | 4 POLE | CSSF63D4 |  | 2520 | 1550 | 2740 | 1550 | 63A 4 POLE | 4 POLE SWITCH | 1550
CSSF6304 | C&S | SWITCH FUSE | 63A | C/O SWITCH | CSSF63D4CO |  | 8470 | 3000 | 4490 | 3000 | 63A C/O SWITCH | CHANGE OVER SWITCH | 3300
CSSF6402 | C&S | SWITCH FUSE | 630A | TPN | CSSF630D3 |  | 22050 | 13100 | 24310 | 13100 | 630A TPN | SWITCH | 13300
CSSF6403 | C&S | SWITCH FUSE | 630A | 4 POLE | CSSF630D4 |  | 23980 | 14200 | 26480 | 14200 | 630A 4 POLE | 4 POLE SWITCH | 15800
CSSF6404 | C&S | SWITCH FUSE | 630A | C/O SWITCH | CSSF630D4CO |  | 39670 | 18900 | 32880 | 18900 | 630A C/O SWITCH | CHANGE OVER SWITCH | 21000
CSSF8102 | C&S | SWITCH FUSE | 800A | TPN | CSSF800B3 |  | 27000 | 16200 | 29630 | 16200 | 800A TPN | SWITCH | 16200
CSSF8103 | C&S | SWITCH FUSE | 800A | 4 POLE | CSSF800B4 |  | 28780 | 16750 | 31700 | 16750 | 800A 4 POLE | 4 POLE SWITCH | 16750
CSSF8104 | C&S | SWITCH FUSE | 800A | C/O SWITCH | CSSF800B4CO |  | 49200 | 25500 | 79150 | 25500 | 800A C/O SWITCH | CHANGE OVER SWITCH | 28000
CSSL13 | CONTROLS & SWITCHGEAR CO. | SOLID LINK FOR SWITCH | 125A | CSSF ZX 86 |  |  | 500 | 0 | 500 | 248 | 125A |  | 0
CSSL41 | CONTROLS & SWITCHGEAR CO. | SOLID LINK FOR SWITCH | 400A | CSSF ZX 85 |  |  | 550 | 0 | 550 | 402 | 200-400A |  | 0
CSSL63 | CONTROLS & SWITCHGEAR CO. | SOLID LINK FOR SWITCH | 63A | CSSF ZX 87 |  |  | 300 | 0 | 300 | 173 | 32-63A |  | 0
CSSL81 | CONTROLS & SWITCHGEAR CO. | SOLID LINK FOR SWITCH | 800A | CSSF ZX 88 |  |  | 800 | 0 | 800 | 414 | 630-800A |  | 0
CSSW1201 | C&S | SWITCH | 1000A | TP | CSSD1000K3 |  | 26690 | 17000 | 26160 | 17000 | 1000A TP | SWITCH | 18500
CSSW1203 | C&S | SWITCH | 1000A | 4 POLE | CSSSD1000K4 |  | 35270 | 19300 | 34880 | 19300 | 1000A 4 POLE | 4 POLE SWITCH | 21250
CSSW1204 | C&S | SWITCH | 1000A | C/O SWITCH | CSSD1000K4CO |  | 72480 | 46200 | 79150 | 46200 | 1000A C/O SWITCH | CHANGE OVER SWITCH | 51000
CSSW1301 | C&S | SWITCH | 125A | TP | CSSD125D1 |  | 4500 | 2600 | 4965 | 2600 | 125A TP | SWITCH | 2850
CSSW1303 | C&S | SWITCH | 125A | 4 POLE | CSSD125D4 |  | 5580 | 2900 | 5430 | 2900 | 125A 4 POLE | 4 POLE SWITCH | 3200
CSSW1304 | C&S | SWITCH | 125A | C/O SWITCH | CSSD125D4CO |  | 8200 | 5750 | 8950 | 5750 | 125A C/O SWITCH | CHANGE OVER SWITCH | 5750
CSSW1401 | C&S | SWITCH | 1250A | TP | CSSD1250K3 |  | 36980 | 24000 | 35500 | 24000 | 1250A TP | SWITCH | 26500
CSSW1403 | C&S | SWITCH | 1250A | 4 POLE | CSSD1250K4 |  | 48350 | 27500 | 46710 | 27500 | 1250A 4 POLE | 4 POLE SWITCH | 30000
CSSW1404 | C&S | SWITCH | 1250A | C/O SWITCH | CSSD1250K4CO |  | 103550 | 55500 | 108210 | 55500 | 1250A C/O SWITCH | CHANGE OVER SWITCH | 61000
CSSW1801 | C&S | SWITCH | 1600A | TP | CSSD1600K3 |  | 44710 | 26000 | 44460 | 26000 | 1600A TP | SWITCH | 28500
CSSW1803 | C&S | SWITCH | 1600A | 4 POLE | CSSD1600K4 |  | 61320 | 30000 | 59280 | 30000 | 1600A 4 POLE | 4 POLE SWITCH | 33000
CSSW1804 | C&S | SWITCH | 1600A | C/O SWITCH | CSSD1600K4CO |  | 142950 | 75600 | 149380 | 75600 | 1600A C/O SWITCH | CHANGE OVER SWITCH | 83160
CSSW2001 | C&S | SWITCH | 1800A | TP | CSSD1800K3 |  | 94000 | 42000 | 88960 | 42000 | 1800A TP | SWITCH | 46000
CSSW2003 | C&S | SWITCH | 1800A | 4 POLE | CSSD1800K4 |  | 104650 | 47000 | 101090 | 47000 | 1800A 4 POLE | 4 POLE SWITCH | 51500
CSSW2004 | C&S | SWITCH | 1800A | C/O SWITCH | CSSD1800K4CO |  | 159070 | 90000 | 190790 | 90000 | 1800A C/O SWITCH | CHANGE OVER SWITCH | 99000
CSSW2101 | C&S | SWITCH | 200A | TP | CSSD200D1 |  | 6440 | 4700 | 6270 | 4700 | 200A TP | SWITCH | 5200
CSSW2103 | C&S | SWITCH | 200A | 4 POLE | CSSD200D4 |  | 8360 | 5900 | 8140 | 5900 | 200A 4 POLE | 4 POLE SWITCH | 6500
CSSW2104 | C&S | SWITCH | 200A | C/O SWITCH | CSSD200D4CO |  | 10830 | 7450 | 11820 | 7450 | 200A C/O SWITCH | CHANGE OVER SWITCH | 8200
CSSW2501 | C&S | SWITCH | 25A | TP | CSSD25D1 |  | 1180 | 640 | 1230 | 640 | 25A TP | SWITCH | 700
CSSW2503 | C&S | SWITCH | 25A | 4 POLE | CSSD25D4 |  | 1500 | 790 | 1560 | 790 | 25A 4P | 4 POLE SWITCH | 860
CSSW2504 | C&S | SWITCH | 25A | C/O SWITCH | CSSD25D4CO |  | 4110 | 2550 | 4490 | 2550 | 25A C/O SWITCH | CHANGE OVER SWITCH | 2800
CSSW2601 | C&S | SWITCH | 250A | TP | CSSD250D1 |  | 7610 | 5200 | 8810 | 5200 | 250A TP | SWITCH | 5700
CSSW2603 | C&S | SWITCH | 250A | 4 POLE | CSSD250D4 |  | 8890 | 6200 | 8810 | 6200 | 250A 4 POLE | 4 POLE SWITCH | 6800
CSSW2604 | C&S | SWITCH | 250A | C/O SWITCH | CSSD250D4CO |  | 12990 | 10500 | 14460 | 10500 | 250A C/O SWITCH | CHANGE OVER SWITCH | 11600
CSSW2701 | C&S | SWITCH | 2500A | TP | CSSD2500K3 |  | 105270 | 67000 | 99510 | 67000 | 2500A TP | SWITCH | 73500
CSSW2703 | C&S | SWITCH | 2500A | 4 POLE | CSSD2500K4 |  | 117060 | 73500 | 113080 | 73500 | 2500A 4 POLE | 4 POLE SWITCH | 80000
CSSW2704 | C&S | SWITCH | 2500A | C/O SWITCH | CSSD2500K4CO |  | 234940 | 165000 | 255330 | 165000 | 2500A C/O SWITCH | CHANGE OVER SWITCH | 181000
CSSW3301 | C&S | SWITCH | 3150A | TP | CSSD3150K3 |  | 129510 | 82000 | 125580 | 82000 | 3150A TP | SWITCH | 90000
CSSW3303 | C&S | SWITCH | 3150A | 4 POLE | CSSD3150K4 |  | 147720 | 88000 | 142700 | 88000 | 3150A 4 POLE | 4 POLE SWITCH | 96000
CSSW3304 | C&S | SWITCH | 3150A | C/O SWITCH | CSSD3150K4CO |  | 323800 | 210000 | 351900 | 210000 | 3150A C/O SWITCH | CHANGE OVER SWITCH | 231000
CSSW4001 | C&S | SWITCH | 40A | TP | CSSD25D1 |  | 1500 | 790 | 1260 | 790 | 40A TP | SWITCH | 850
CSSW4003 | C&S | SWITCH | 40A | 4 POLE | CSSD40D4 |  | 2360 | 900 | 2450 | 900 | 40A 4P | 4 POLE SWITCH | 1000
CSSW4004 | C&S | SWITCH | 40A | C/O SWITCH | CSSD40D4CO |  | 4110 | 2900 | 8950 | 2900 | 40A C/O SWITCH | CHANGE OVER SWITCH | 3200
CSSW4101 | C&S | SWITCH | 400A | TP | CSSD400D1 |  | 11260 | 7450 | 12160 | 7450 | 400A TP | SWITCH | 8200
CSSW4103 | C&S | SWITCH | 400A | 4 POLE | CSSD400D4 |  | 13080 | 8000 | 14140 | 8000 | 400A 4 POLE | 4 POLE SWITCH | 8800
CSSW4104 | C&S | SWITCH | 400A | C/O SWITCH | CSSD400D4CO |  | 25320 | 16000 | 27650 | 16000 | 400A C/O SWITCH | CHANGE OVER SWITCH | 17600
CSSW6301 | C&S | SWITCH | 63A | TP | CSSD63K3 |  | 1830 | 930 | 1900 | 930 | 63A TP | SWITCH | 1020
CSSW6303 | C&S | SWITCH | 63A | 4 POLE | CSSD63D4 |  | 2570 | 1200 | 2670 | 1200 | 63A 4 POLE | 4 POLE SWITCH | 1300
CSSW6304 | C&S | SWITCH | 63A | C/O SWITCH | CSSD63D4CO |  | 4110 | 3000 | 8950 | 3000 | 63A C/O SWITCH | CHANGE OVER SWITCH | 3300
CSSW6401 | C&S | SWITCH | 630A | TP | CSSD630K3 |  | 18540 | 9150 | 17960 | 9150 | 630A TP | SWITCH | 10000
CSSW6403 | C&S | SWITCH | 630A | 4 POLE | CSSD630K4 |  | 19300 | 9850 | 20880 | 9850 | 630A 4 POLE | 4 POLE SWITCH | 10800
CSSW6404 | C&S | SWITCH | 630A | C/O SWITCH | CSSD630 |  | 29830 | 18900 | 32880 | 18900 | 630A C/O SWITCH | CHANGE OVER SWITCH | 21000
CSSW8101 | C&S | SWITCH | 800A | TP | CSSD800K3 |  | 22510 | 12200 | 21010 | 12200 | 800A TP | SWITCH | 13500
CSSW8103 | C&S | SWITCH | 800A | 4 POLE | CSSD800K4 |  | 23270 | 12900 | 24430 | 12900 | 800A 4 POLE | 4 POLE SWITCH | 14200
CSSW8104 | C&S | SWITCH | 800A | C/O SWITCH | CSSD800K4CO |  | 43670 | 25500 | 47690 | 25500 | 800A C/O SWITCH | CHANGE OVER SWITCH | 14200
CSTH0001 | CSC | THERMOSTAT+SPACE HEATER |  |  |  |  | 400 | 250 | 400 | 250 |  |  | 28000
CSTS | C&S | TEST/SERVICE LT.SWITCH |  |  |  |  | 2000 | 0 | 2030 | 1875 |  |  | 0
DPTS08 | DIGITAL PROMOTORS | TEMPERATURE SCANNER | 8 CHANNEL |  |  |  | 14000 | 0 | 14000 | 12240 | 8 CHANNEL TEMPARATURE SCANNER | 8 CHANNEL TEMPRATURE SCANNER | 0
DPTS12 | DIGITAL PROMOTORS | TEMPERATURE SCANNER | 12 CHANNEL |  |  |  | 16500 | 0 | 16500 | 13620 | 12 CHANNEL TEMPARATURE SCANNER | 12 CHANNEL TEMPRATURE SCANNER | 0
EEBC04OC | GE | BREAKER CONTROL SWITCH | 4 WAY | ODC TYPE(ODS) | STAYPUT NON LOCKING+EXT.FOR SPRING | RETURN+ EXT. FOR LOST MOTION DEVICE | 1790 | 0 | 1790 | 1790 | 4 WAY ODC/ODS TYPE | BREAKER CONTROL SWITCH | 0
EEBC04OS | GE | BREAKER CONTROL SWITCH | 4 WAY | ODS TYPE | STAYPUT NON LOCKING+EXT.FOR SPRING | RETURN+ EXT. FOR LOST MOTION DEVICE | 1790 | 0 | 1790 | 1790 | 4 WAY ODS TYPE | BREAKER CONTROL SWITCH | 0
EEBC06OC | GE | BREAKER CONTROL SWITCH | 6 WAY | ODC TYPE(ODS) | STAYPUT NON LOCKING+EXT.FOR SPRING | RETURN+ EXT. FOR LOST MOTION DEVICE | 2020 | 0 | 2020 | 2020 | 6 WAY ODC/ODS TYPE | BREAKER CONTROL SWITCH | 0
EEBC06OS | GE | BREAKER CONTROL SWITCH | 6 WAY | ODS TYPE | STAYPUT NON LOCKING+EXT.FOR SPRING | RETURN+ EXT. FOR LOST MOTION DEVICE | 2020 | 0 | 2020 | 2020 | 6 WAY ODS TYPE | BREAKER CONTROL SWITCH | 0
EEBC08OC | GE | BREAKER CONTROL SWITCH | 8 WAY | ODC TYPE-ODS | STAYPUT NON LOCKING+EXT.FOR SPRING | RETURN+ EXT. FOR LOST MOTION DEVICE | 2635 | 0 | 2635 | 2635 | 8 WAY ODC/ODS TYPE | BREAKER CONTROL SWITCH | 0
EEBC08OS | GE | BREAKER CONTROL SWITCH | 8 WAY | ODS TYPE | STAYPUT NON LOCKING+EXT.FOR SPRING | RETURN+ EXT. FOR LOST MOTION DEVICE | 2635 | 0 | 2635 | 2635 | 8 WAY ODS TYPE | BREAKER CONTROL SWITCH | 0
EEBC12OC | GE | BREAKER CONTROL SWITCH | 12 WAY | ODC TYPE-ODS | STAYPUT NON LOCKING+EXT.FOR SPRING | RETURN+ EXT. FOR LOST MOTION DEVICE | 3235 | 0 | 3235 | 3235 | 12 WAY ODC/ODS TYPE | BREAKER CONTROL SWITCH | 0
EEBC12OS | GE | BREAKER CONTROL SWITCH | 12 WAY | ODS TYPE | STAYPUT NON LOCKING+EXT.FOR SPRING | RETURN+ EXT. FOR LOST MOTION DEVICE | 3235 | 0 | 3235 | 3235 | 12 WAY ODS TYPE | BREAKER CONTROL SWITCH | 0
EECF16NS | GE | CONTROL FUSE | 16A | NSH TYPE |  |  | 165 | 115 | 250 | 115 | 16A NSH TYPE | CONTROL FUSE | 0
EECF20NS | GE | CONTROL FUSE | 20A | NSH TYPE |  |  | 170 | 119 | 250 | 119 | 20A NSH TYPE | CONTROL FUSE | 0
EEEL2521 | GE | ELCB | 25A | 2POLE,100MA SENSITIVITY |  |  | 2024 | 1690 | 2519 | 1690 | 25A 2POLE,100MA | 25A ELCB | 0
EEEL2523 | GE | ELCB | 25A | 2POLE,30MA SENSITIVITY |  |  | 2083 | 1620 | 2519 | 1620 | 25A 2POLE,30MA | 25A ELCB | 0
EEEL2524 | GE | ELCB | 25A | 2POLE,300MA SENSITIVITY |  |  | 2024 | 1690 | 2624 | 1690 | 25A 2POLE,300MA | 25A ELCB | 0
EEEL2541 | GE | ELCB | 25A | 4POLE,100MA SENSITIVITY |  |  | 2535 | 2210 | 3230 | 2210 | 25A 4POLE,100MA | 25A ELCB | 0
EEEL2543 | GE | ELCB | 25A | 4POLE,30MA SENSITIVITY |  |  | 2637 | 2125 | 3230 | 2125 | 25A 4POLE,30MA | 25A ELCB | 0
EEEL2544 | GE | ELCB | 25A | 4POLE,300MA SENSITIVITY |  |  | 2535 | 2210 | 3358 | 2210 | 25A 4POLE,300MA | 25A ELCB | 0
EEEL4021 | GE | ELCB | 40A | 2POLE,100MA SENSITIVITY |  |  | 2185 | 1985 | 2588 | 1985 | 40A 2POLE,100MA | 40A ELCB | 0
EEEL4023 | GE | ELCB | 40A | 2POLE,30MA SENSITIVITY |  |  | 2189 | 1910 | 2588 | 1910 | 40A 2POLE,30MA | 40A ELCB | 0
EEEL4024 | GE | ELCB | 40A | 2POLE,300MA SENSITIVITY |  |  | 2185 | 1985 | 2821 | 1985 | 40A 2POLE,300MA | 40A ELCB | 0
EEEL4041 | GE | ELCB | 40A | 4POLE,100MA SENSITIVITY |  |  | 2739 | 2270 | 3312 | 2270 | 40A 4POLE,100MA | 40A ELCB | 0
EEEL4043 | GE | ELCB | 40A | 4POLE,30MA SENSITIVITY |  |  | 2691 | 2185 | 3312 | 2185 | 40A 4POLE,30MA | 40A ELCB | 0
EEEL4044 | GE | ELCB | 40A | 4POLE,300MA SENSITIVITY |  |  | 2739 | 2270 | 3499 | 2270 | 40A 4POLE,300MA | 40A ELCB | 0
EEEL6321 | GE | ELCB | 63A | 2POLE,100MA SENSITIVITY |  |  | 3014 | 2285 | 3463 | 2285 | 63A 2POLE,100MA | 63A ELCB | 0
EEEL6323 | GE | ELCB | 63A | 2POLE,30MA SENSITIVITY |  |  | 2941 | 2195 | 3463 | 2195 | 63A 2POLE,30MA | 63A ELCB | 0
EEEL6324 | GE | ELCB | 63A | 2POLE,300MA SENSITIVITY |  |  | 3014 | 2285 | 3536 | 2285 | 63A 2POLE,300MA | 63A ELCB | 0
EEEL6341 | GE | ELCB | 63A | 4POLE,100MA SENSITIVITY |  |  | 3014 | 2625 | 3762 | 2625 | 63A 4POLE,100MA | 63A ELCB | 0
EEEL6343 | GE | ELCB | 63A | 4POLE,30MA SENSITIVITY |  |  | 3240 | 2525 | 3762 | 2525 | 63A 4POLE,30MA | 63A ELCB | 0
EEEL6344 | GE | ELCB | 63A | 4POLE,300MA SENSITIVITY |  |  | 3014 | 2625 | 3762 | 2625 | 63A 4POLE,300MA | 63A ELCB | 0
EEFB11IS | GE | FUSE BASE | 100A | ISG TYPE |  |  | 203.5 | 185 | 203.5 | 185 | 100A ISG TYPE | HRC FUSE BASE | 0
EEFB11SM | GE | FUSE BASE | 100A | SM TYPE |  |  | 594 | 540 | 594 | 540 | 100A SM TYPE | HRC FUSE BASE | 0
EEFB13SM | GE | FUSE BASE | 125A | SM TYPE |  |  | 594 | 540 | 594 | 540 | 125A SM TYPE | HRC FUSE BASE | 0
EEFB17IS | GE | FUSE BASE | 160A | ISG TYPE |  |  | 203.5 | 185 | 203.5 | 185 | 160A ISG TYPE | HRC FUSE BASE | 0
EEFB20NS | GE | FUSE BASE | 20A | NSH TYPE |  |  | 91.3 | 83 | 91.3 | 83 | 20A NSH TYPE | HRC FUSE BASE | 0
EEFB26IS | GE | FUSE BASE | 250A | ISG TYPE |  |  | 401.5 | 365 | 401.5 | 365 | 250A ISG TYPE | HRC FUSE BASE | 0
EEFB32NS | GE | FUSE BASE | 32A | NSH TYPE |  |  | 91.3 | 83 | 91.3 | 83 | 32A NSH TYPE | HRC FUSE BASE | 0
EEFB32SM | GE | FUSE BASE | 32A | SM TYPE |  |  | 170.5 | 155 | 170.5 | 155 | 32A SM TYPE | HRC FUSE BASE | 0
EEFB41IS | GE | FUSE BASE | 400A | ISG TYPE |  |  | 616 | 560 | 616 | 560 | 400A ISG TYPE | HRC FUSE BASE | 0
EEFB63SM | GE | FUSE BASE | 63A | SM TYPE |  |  | 231 | 210 | 231 | 210 | 63A SM TYPE | HRC FUSE BASE | 0
EEFB64IS | GE | FUSE BASE | 630A | ISG TYPE |  |  | 836 | 760 | 836 | 760 | 630A ISG TYPE | HRC FUSE BASE | 0
EEFL02EI | GE | HRC FUSE | 2 A | EI TYPE |  |  | 47.3 | 43 | 47.3 | 43 | 2 A EI TYPE | HRC FUSE | 0
EEFL02NS | GE | HRC FUSE | 2A | NS TYPE |  |  | 35.2 | 32 | 35.2 | 32 | 2A NS TYPE | HRC FUSE | 0
EEFL04EI | GE | HRC FUSE | 4 A | EI TYPE |  |  | 47.3 | 43 | 47.3 | 43 | 4 A EI TYPE | HRC FUSE | 0
EEFL04NS | GE | HRC FUSE | 4A | NS TYPE |  |  | 35.2 | 32 | 35.2 | 32 | 4A NS TYPE | HRC FUSE | 0
EEFL06EI | GE | HRC FUSE | 6 A | EI TYPE |  |  | 47.3 | 43 | 47.3 | 43 | 6 A EI TYPE | HRC FUSE | 0
EEFL06NS | GE | HRC FUSE | 6A | NS TYPE |  |  | 35.2 | 32 | 35.2 | 32 | 6A NS TYPE | HRC FUSE | 0
EEFL06TI | GE | HRC FUSE | 6 A | TIA TYPE |  |  | 53.9 | 49 | 53.9 | 49 | 6 A TIA TYPE | HRC FUSE | 0
EEFL06VA | GE | HRC FUSE | 6A | VSA TYPE |  |  | 154 | 140 | 154 | 140 | 6A VSA TYPE | HRC FUSE | 0
EEFL06VB | GE | HRC FUSE | 6A | VSB TYPE |  |  | 247.5 | 225 | 247.5 | 225 | 6A VSB TYPE | HRC FUSE | 0
EEFL08VA | GE | HRC FUSE | 8A | VSA TYPE |  |  | 154 | 140 | 154 | 140 | 8A VSA TYPE | HRC FUSE | 0
EEFL08VB | GE | HRC FUSE | 8A | VSB TYPE |  |  | 247.5 | 225 | 247.5 | 225 | 8A VSB TYPE | HRC FUSE | 0
EEFL10EI | GE | HRC FUSE | 10 A | EI TYPE |  |  | 47.3 | 43 | 47.3 | 43 | 10 A EI TYPE | HRC FUSE | 0
EEFL10NS | GE | HRC FUSE | 10A | NS TYPE |  |  | 35.2 | 32 | 35.2 | 32 | 10A NS TYPE | HRC FUSE | 0
EEFL10TI | GE | HRC FUSE | 10 A | TIA TYPE |  |  | 53.9 | 49 | 53.9 | 49 | 10 A TIA TYPE | HRC FUSE | 0
EEFL10VA | GE | HRC FUSE | 10A | VSA TYPE |  |  | 154 | 140 | 154 | 140 | 10A VSA TYPE | HRC FUSE | 0
EEFL10VB | GE | HRC FUSE | 10A | VSB TYPE |  |  | 247.5 | 225 | 247.5 | 225 | 10A VSB TYPE | HRC FUSE | 0
EEFL11TC | GE | HRC FUSE | 100 A | TCP TYPE |  |  | 203.5 | 185 | 203.5 | 185 | 100 A TCP TYPE | HRC FUSE | 0
EEFL11VB | GE | HRC FUSE | 100A | VSB TYPE |  |  | 247.5 | 225 | 247.5 | 225 | 100A VSB TYPE | HRC FUSE | 0
EEFL11VF | GE | HRC FUSE | 100A | VSF TYPE |  |  | 412.5 | 375 | 412.5 | 375 | 100A VSF TYPE | HRC FUSE | 0
EEFL13VB | GE | HRC FUSE | 125A | VSB TYPE |  |  | 264 | 240 | 264 | 240 | 125A VSB TYPE | HRC FUSE | 0
EEFL13VF | GE | HRC FUSE | 125A | VSF TYPE |  |  | 412.5 | 375 | 412.5 | 375 | 125A VSF TYPE | HRC FUSE | 0
EEFL16EI | GE | HRC FUSE | 16 A | EI TYPE |  |  | 47.3 | 43 | 47.3 | 43 | 16 A EI TYPE | HRC FUSE | 0
EEFL16NS | GE | HRC FUSE | 16A | NS TYPE |  |  | 35.2 | 32 | 35.2 | 32 | 16A NS TYPE | HRC FUSE | 0
EEFL16TI | GE | HRC FUSE | 16 A | TIA TYPE |  |  | 53.9 | 49 | 53.9 | 49 | 16 A TIA TYPE | HRC FUSE | 0
EEFL16VA | GE | HRC FUSE | 16A | VSA TYPE |  |  | 154 | 140 | 154 | 140 | 16A VSA TYPE | HRC FUSE | 0
EEFL16VB | GE | HRC FUSE | 16A | VSB TYPE |  |  | 247.5 | 225 | 247.5 | 225 | 16A VSB TYPE | HRC FUSE | 0
EEFL17VF | GE | HRC FUSE | 160A | VSF TYPE |  |  | 412.5 | 375 | 412.5 | 375 | 160A VSF TYPE | HRC FUSE | 0
EEFL20EI | GE | HRC FUSE | 20 A | EI TYPE |  |  | 47.3 | 43 | 47.3 | 43 | 20 A EI TYPE | HRC FUSE | 0
EEFL20NS | GE | HRC FUSE | 20A | NS TYPE |  |  | 39.6 | 36 | 39.6 | 36 | 20A NS TYPE | HRC FUSE | 0
EEFL20TI | GE | HRC FUSE | 20 A | TIA TYPE |  |  | 53.9 | 49 | 53.9 | 49 | 20 A TIA TYPE | HRC FUSE | 0
EEFL20VA | GE | HRC FUSE | 20A | VSA TYPE |  |  | 154 | 140 | 154 | 140 | 20A VSA TYPE | HRC FUSE | 0
EEFL20VB | GE | HRC FUSE | 20A | VSB TYPE |  |  | 247.5 | 225 | 247.5 | 225 | 20A VSB TYPE | HRC FUSE | 0
EEFL21VF | GE | HRC FUSE | 200A | VSF TYPE |  |  | 451 | 410 | 451 | 410 | 200A VSF TYPE | HRC FUSE | 0
EEFL25EI | GE | HRC FUSE | 25 A | EI TYPE |  |  | 59.4 | 54 | 59.4 | 54 | 25 A EI TYPE | HRC FUSE | 0
EEFL25TI | GE | HRC FUSE | 25 A | TIA TYPE |  |  | 53.9 | 49 | 53.9 | 49 | 25 A TIA TYPE | HRC FUSE | 0
EEFL25VA | GE | HRC FUSE | 25A | VSA TYPE |  |  | 154 | 140 | 154 | 140 | 25A VSA TYPE | HRC FUSE | 0
EEFL25VB | GE | HRC FUSE | 25A | VSB TYPE |  |  | 247.5 | 225 | 247.5 | 225 | 25A VSB TYPE | HRC FUSE | 0
EEFL26VF | GE | HRC FUSE | 250A | VSF TYPE |  |  | 506 | 460 | 506 | 460 | 250A VSF TYPE | HRC FUSE | 0
EEFL26VK | GE | HRC FUSE | 250A | VSK TYPE |  |  | 660 | 600 | 660 | 600 | 250A VSK TYPE | HRC FUSE | 0
EEFL32EI | GE | HRC FUSE | 32 A | EI TYPE |  |  | 59.4 | 54 | 59.4 | 54 | 32 A EI TYPE | HRC FUSE | 0
EEFL32TI | GE | HRC FUSE | 32 A | TIA TYPE |  |  | 53.9 | 49 | 53.9 | 49 | 32 A TIA TYPE | HRC FUSE | 0
EEFL32VA | GE | HRC FUSE | 32A | VSA TYPE |  |  | 154 | 140 | 154 | 140 | 32A VSA TYPE | HRC FUSE | 0
EEFL32VB | GE | HRC FUSE | 32A | VSB TYPE |  |  | 247.5 | 225 | 247.5 | 225 | 32A VSB TYPE | HRC FUSE | 0
EEFL33VK | GE | HRC FUSE | 315A | VSK TYPE |  |  | 660 | 600 | 660 | 600 | 315A VSK TYPE | HRC FUSE | 0
EEFL33VT | GE | HRC FUSE | 315A | VST TYPE |  |  | 962.5 | 875 | 962.5 | 875 | 315A VST TYPE | HRC FUSE | 0
EEFL36EI | GE | HRC FUSE | 36 A | EI TYPE |  |  | 66 | 60 | 66 | 60 | 36 A EI TYPE | HRC FUSE | 0
EEFL36TI | GE | HRC FUSE | 36 A | TIS TYPE |  |  | 88 | 80 | 88 | 80 | 36 A TIS TYPE | HRC FUSE | 0
EEFL36VA | GE | HRC FUSE | 36A | VSA TYPE |  |  | 154 | 140 | 154 | 140 | 36A VSA TYPE | HRC FUSE | 0
EEFL36VB | GE | HRC FUSE | 36A | VSB TYPE |  |  | 247.5 | 225 | 247.5 | 225 | 36A VSB TYPE | HRC FUSE | 0
EEFL36VF | GE | HRC FUSE | 36A | VSF TYPE |  |  | 412.5 | 375 | 412.5 | 375 | 36A VSF TYPE | HRC FUSE | 0
EEFL37VK | GE | HRC FUSE | 355A | VSK TYPE |  |  | 682 | 620 | 682 | 620 | 355A VSK TYPE | HRC FUSE | 0
EEFL37VT | GE | HRC FUSE | 355A | VST TYPE |  |  | 962.5 | 875 | 962.5 | 875 | 355A VST TYPE | HRC FUSE | 0
EEFL41VK | GE | HRC FUSE | 400A | VSK TYPE |  |  | 682 | 620 | 682 | 620 | 400A VSK TYPE | HRC FUSE | 0
EEFL41VT | GE | HRC FUSE | 400A | VST TYPE |  |  | 962.5 | 875 | 962.5 | 875 | 400A VST TYPE | HRC FUSE | 0
EEFL50EI | GE | HRC FUSE | 50 A | EI TYPE |  |  | 66 | 60 | 66 | 60 | 50 A EI TYPE | HRC FUSE | 0
EEFL50TI | GE | HRC FUSE | 50 A | TIS TYPE |  |  | 88 | 80 | 88 | 80 | 50 A TIS TYPE | HRC FUSE | 0
EEFL50VA | GE | HRC FUSE | 50A | VSA TYPE |  |  | 154 | 140 | 154 | 140 | 50A VSA TYPE | HRC FUSE | 0
EEFL50VB | GE | HRC FUSE | 50A | VSB TYPE |  |  | 247.5 | 225 | 247.5 | 225 | 50A VSB TYPE | HRC FUSE | 0
EEFL50VF | GE | HRC FUSE | 50A | VSF TYPE |  |  | 412.5 | 375 | 412.5 | 375 | 50A VSF TYPE | HRC FUSE | 0
EEFL51VT | GE | HRC FUSE | 500A | VST TYPE |  |  | 990 | 900 | 990 | 900 | 500A VST TYPE | HRC FUSE | 0
EEFL61TL | GE | HRC FUSE | 630A | TLM TYPE |  |  | 1562 | 1420 | 1562 | 1420 | 630A TLM TYPE | HRC FUSE | 0
EEFL63TI | GE | HRC FUSE | 63 A | TIS TYPE |  |  | 88 | 80 | 88 | 80 | 63 A TIS TYPE | HRC FUSE | 0
EEFL63VA | GE | HRC FUSE | 63A | VSA TYPE |  |  | 154 | 140 | 154 | 140 | 63A VSA TYPE | HRC FUSE | 0
EEFL63VB | GE | HRC FUSE | 63A | VSB TYPE |  |  | 247.5 | 225 | 247.5 | 225 | 63A VSB TYPE | HRC FUSE | 0
EEFL63VF | GE | HRC FUSE | 63A | VSF TYPE |  |  | 412.5 | 375 | 412.5 | 375 | 63A VSF TYPE | HRC FUSE | 0
EEFL64VT | GE | HRC FUSE | 630A | VST TYPE |  |  | 990 | 900 | 990 | 900 | 630A VST TYPE | HRC FUSE | 0
EEFL68TL | GE | HRC FUSE | 670A | TLM TYPE |  |  | 1562 | 1420 | 1562 | 1420 | 670A TLM TYPE | HRC FUSE | 0
EEFL72TL | GE | HRC FUSE | 710A | TLM TYPE |  |  | 1562 | 1420 | 1562 | 1420 | 710A TLM TYPE | HRC FUSE | 0
EEFL76TL | GE | HRC FUSE | 750A | TLM TYPE |  |  | 1562 | 1420 | 1562 | 1420 | 750A TLM TYPE | HRC FUSE | 0
EEFL80TC | GE | HRC FUSE | 80 A | TCP TYPE |  |  | 203.5 | 185 | 203.5 | 185 | 80 A TCP TYPE | HRC FUSE | 0
EEFL80VB | GE | HRC FUSE | 80A | VSB TYPE |  |  | 247.5 | 225 | 247.5 | 225 | 80A VSB TYPE | HRC FUSE | 0
EEFL80VF | GE | HRC FUSE | 80A | VSF TYPE |  |  | 412.5 | 375 | 412.5 | 375 | 80A VSF TYPE | HRC FUSE | 0
EEFL81TL | GE | HRC FUSE | 800A | TLM TYPE |  |  | 1562 | 1420 | 1562 | 1420 | 800A TLM TYPE | HRC FUSE | 0
EELR11 | GE | ELR WITH CBCT |  |  |  |  | 4200 | 0 | 4200 | 3310 | ELR WITH CBCT 100 SQ MM | EARTH LEAKAGE RELAY WITH CBCT | 0
EELR21 | GE | ELR WITH CBCT |  |  |  |  | 4500 | 0 | 4500 | 3580 | ELR WITH CBCT 200 SQ MM | EARTH LEAKAGE RELAY WITH CBCT | 0
EELR31 | GE | ELR WITH CBCT |  |  |  |  | 5200 | 0 | 5200 | 3940 | ELR WITH CBCT 300 SQ MM | EARTH LEAKAGE RELAY WITH CBCT | 0
EELR41 | GE | ELR WITH CBCT |  |  |  |  | 5500 | 0 | 5500 | 3940 | ELR WITH CBCT 400 SQ MM | EARTH LEAKAGE RELAY WITH CBCT | 0
EEM30325 | GE | MCCB-TP | 3.2A | 25KA | LM100C | 01 | 4650 | 0 | 4650 | 4650 | LM100C 3.2A 25KA | MCCB-TP | 0
EEM30335 | GE | MCCB-TP | 3.2A | 35KA | LM100R | 01 | 6300 | 0 | 6300 | 6300 | LM100R 3.2A 35KA | MCCB-TP | 0
EEM3036M | GE | MCCB-TP | 3.2A | 65KA | LM100 | 01 | 9900 | 0 | 9900 | 9900 | LM100 3.2A 65KA, FOR MOTOR (CURVE X) | MCCB-TP | 0
EEM30365 | GE | MCCB-TP | 3.2A | 65KA | LM100 | 01 | 8400 | 0 | 8400 | 8400 | LM100 3.2A 65KA | MCCB-TP | 0
EEM30625 | GE | MCCB-TP | 6.3A | 25KA | LM100C | 01 | 4650 | 0 | 4650 | 4650 | LM100C 6.3A 25KA | MCCB-TP | 0
EEM30635 | GE | MCCB-TP | 6.3A | 35KA | LM100R | 01 | 6300 | 0 | 6300 | 6300 | LM100R 6.3A 35KA | MCCB-TP | 0
EEM30665 | GE | MCCB-TP | 6.3A | 65KA | LM100 | 01 | 8400 | 0 | 8400 | 8400 | LM100 6.3A 65KA | MCCB-TP | 0
EEM3066M | GE | MCCB-TP | 6.3A | 65KA | LM100 | 01 | 9900 | 0 | 9900 | 9900 | LM100 6.3A 65KA, FOR MOTOR (CURVE X) | MCCB-TP | 0
EEM31125 | GE | MCCB-TP | 100A | 25KA | LM100C | 01 | 4650 | 0 | 4650 | 4650 | LM100C 100A 25KA | MCCB-TP | 0
EEM31135 | GE | MCCB-TP | 100A | 35KA | LM100R | 01 | 6300 | 0 | 6300 | 6300 | LM100R 100A 35KA | MCCB-TP | 0
EEM31165 | GE | MCCB-TP | 100A | 65KA | LM100 | 01 | 8400 | 0 | 8400 | 8400 | LM100 100A 65KA | MCCB-TP | 0
EEM3116M | GE | MCCB-TP | 100A | 65KA | LM100 | 01 | 9900 | 0 | 9900 | 9900 | LM100 100A 65KA, FOR MOTOR (CURVE X) | MCCB-TP | 0
EEM31225 | GE | MCCB-TP | 12.5A | 25KA | LM100C | 01 | 4650 | 0 | 4650 | 4650 | LM100C 12.5A 25KA | MCCB-TP | 0
EEM31235 | GE | MCCB-TP | 12.5A | 35KA | LM100R | 01 | 6300 | 0 | 6300 | 6300 | LM100R 12.5A 35KA | MCCB-TP | 0
EEM31265 | GE | MCCB-TP | 12.5A | 65KA | LM100 | 01 | 8400 | 0 | 8400 | 8400 | LM100 12.5A 65KA | MCCB-TP | 0
EEM3126M | GE | MCCB-TP | 12.5A | 65KA | LM100 | 01 | 9900 | 0 | 9900 | 9900 | LM100 12.5A 65KA, FOR MOTOR (CURVE X) | MCCB-TP | 0
EEM32125 | GE | MCCB-TP | 200A | 25KA | LM200C | 02 | 6350 | 0 | 6350 | 6350 | LM200C 200A 25KA | MCCB-TP | 0
EEM32135 | GE | MCCB-TP | 200A | 35KA | LM200R | 02 | 10300 | 0 | 10300 | 10300 | LM200R 200A 35KA | MCCB-TP | 0
EEM3216M | GE | MCCB-TP | 200A | 65KA | LM200 | 02 | 16000 | 0 | 16000 | 16000 | LM200 200A 65KA, FOR MOTOR (CURVE X) | MCCB-TP | 0
EEM32525 | GE | MCCB-TP | 25A | 25KA | LM100C | 01 | 4650 | 0 | 4650 | 4650 | LM100C 25A 25KA | MCCB-TP | 0
EEM32535 | GE | MCCB-TP | 25A | 35KA | LM100R | 01 | 6300 | 0 | 6300 | 6300 | LM100R 25A 35KA | MCCB-TP | 0
EEM32565 | GE | MCCB-TP | 25A | 65KA | LM100 | 01 | 8400 | 0 | 8400 | 8400 | LM100 25A 65KA | MCCB-TP | 0
EEM3256M | GE | MCCB-TP | 25A | 65KA | LM100 | 01 | 9900 | 0 | 9900 | 9900 | LM100 25A 65KA, FOR MOTOR (CURVE X) | MCCB-TP | 0
EEM32665 | GE | MCCB-TP | 250A | 65KA | LM250B | 02 | 14500 | 0 | 14500 | 14500 | LM250B 250A 65KA | MCCB-TP | 0
EEM3266M | GE | MCCB-TP | 250A | 65KA | LM250 | 02 | 17600 | 0 | 17600 | 17600 | LM250 250A 65KA, FOR MOTOR (CURVE X) | MCCB-TP | 0
EEM34165 | GE | MCCB-TP | 400A | 65KA | LM400 | 03 | 16700 | 0 | 16700 | 16700 | LM400B 400A 65KA | MCCB-TP | 0
EEM3415M | GE | MCCB-TP | 400A | 50KA | LM400 | 03 | 20000 | 0 | 20000 | 20000 | LM400 400A 50KA, FOR MOTOR (CURVE X) | MCCB-TP | 0
EEM35025 | GE | MCCB-TP | 50A | 25KA | LM100C | 01 | 4650 | 0 | 4650 | 4650 | LM100C 50A 25KA | MCCB-TP | 0
EEM35035 | GE | MCCB-TP | 50A | 35KA | LM100R | 01 | 6300 | 0 | 6300 | 6300 | LM100R 50A 35KA | MCCB-TP | 0
EEM35065 | GE | MCCB-TP | 50A | 65KA | LM100 | 01 | 8400 | 0 | 8400 | 8400 | LM100 50A 65KA | MCCB-TP | 0
EEM3506M | GE | MCCB-TP | 50A | 65KA | LM100 | 01 | 9900 | 0 | 9900 | 9900 | LM100 50A 65KA, FOR MOTOR (CURVE X) | MCCB-TP | 0
EEM36465 | GE | MCCB-TP | 630A | 65KA | LM630B | 03 | 20000 | 0 | 20000 | 20000 | LM630B 630A 65KA | MCCB-TP | 0
EEM38165 | GE | MCCB-TP | 800A | 65KA | LM800B | 03 | 21000 | 0 | 21000 | 21000 | LM800B 800A 65KA | MCCB-TP | 0
EERD0001 | GE | RELAY-1D V |  | CAEM 21 |  |  | 13920 | 11830 | 13920 | 11830 | CAEM 21 | RELAY TYPE CAEM 21 | 0
EERD0002 | GE | RELAY-1D V |  | CAEM 33 |  |  | 38100 | 38100 | 38100 | 38100 | CAEM 33 | RELAY TYPE CAEM 33 | 0
EERD0003 | GE | RELAY-1D V |  | CAG 11 |  |  | 3910 | 3320 | 3910 | 3320 | CAG 11 | RELAY TYPE CAG 11 | 0
EERD0004 | GE | RELAY-1D V |  | CAG 12 |  |  | 4875 | 4140 | 4875 | 4140 | CAG 12 | RELAY TYPE CAG 12 | 0
EERD0005 | GE | RELAY-1D V |  | CAG 12C |  |  | 5075 | 4310 | 5075 | 4310 | CAG 12C | RELAY TYPE CAG 12C | 0
EERD0008 | GE | RELAY-1D V |  | CAG 14 |  |  | 7060 | 6000 | 7060 | 6000 | CAG 14 | RELAY TYPE CAG 14 | 0
EERD0009 | GE | RELAY-1D V |  | CAG 34 |  |  | 15240 | 12950 | 15240 | 12950 | CAG 34 | RELAY TYPE CAG 34 | 0
EERD0010 | GE | RELAY-1D V |  | CAG 17 |  |  | 6765 | 5750 | 6765 | 5750 | CAG 17 | RELAY TYPE CAG 17 | 0
EERD0011 | GE | RELAY-1D V |  | CAG 37 |  |  | 11815 | 10040 | 11815 | 10040 | CAG 37 | RELAY TYPE CAG 37 | 0
EERD0014 | GE | RELAY-1.5D V |  | CCUM 21 |  |  | 20550 | 19520 | 20550 | 19520 | CCUM 21 | RELAY TYPE CCUM 21 | 0
EERD0027 | GE | RELAY-1D V |  | DDT 12 |  |  | 9380 | 9380 | 9380 | 9380 | DDT 12 | RELAY TYPE DDT 12 | 0
EERD0028 | GE | RELAY-3D H |  | DDT 32 |  |  | 27480 | 27480 | 27480 | 27480 | DDT 32 | RELAY TYPE DDT 32 | 0
EERD0030 | GE | RELAY-1D V |  | VAEM 22 |  |  | 14335 | 12900 | 14335 | 12900 | VAEM 22 | RELAY TYPE VAEM 22 | 0
EERD0031 | GE | RELAY-1D V |  | VAEM 21 |  |  | 14335 | 12900 | 14335 | 12900 | VAEM 21 | RELAY TYPE VAEM 21 | 0
EERD0033 | GE | RELAY-1D V |  | VAG 21 |  |  | 4580 | 4120 | 4580 | 4120 | VAG 21 | RELAY TYPE VAG 21 | 0
EERD0034 | GE | RELAY-1D V |  | VAGM 22 110V A.C. |  |  | 6435 | 8860 | 6435 | 8860 | VAGM 22 110V A.C. | RELAY TYPE VAGM 22 | 0
EERD0035 | GE | RELAY-1D V |  | VAPM 31 |  |  | 6875 | 6530 | 6875 | 6530 | VAPM 31 | RELAY TYPE VAPM 31 | 0
EERD0036 | GE | RELAY-1D V |  | VDG 11 110V A.C. |  |  | 7980 | 7580 | 7980 | 7580 | VDG 11 110V A.C. | RELAY TYPE VDG 11 | 0
EERD0037 | GE | RELAY-1D V |  | VDG 13 110V A.C. |  |  | 8825 | 8380 | 8825 | 8380 | VDG 13 110V A.C. | RELAY TYPE VDG 13 | 0
EERD0038 | GE | RELAY-1D V |  | VDG 14 |  |  | 9775 | 9090 | 9775 | 9090 | VDG 14 | RELAY TYPE VDG 14 | 0
EERD0041 | GE | RELAY-1D V |  | VAA 31 |  |  | 4625 | 4300 | 4625 | 4300 | VAA 31 | RELAY TYPE VAA 31 | 0
EERD0044 | GE | RELAY-1D V |  | VAA 33 |  |  | 4585 | 4800 | 4585 | 4800 | VAA 33 | RELAY TYPE VAA 33 | 0
EERD0048 | GE | RELAY-1D V |  | VAA 32 |  |  | 4885 | 4540 | 4885 | 4540 | VAA 32 | RELAY TYPE VAA 32 | 0
EERD0049 | GE | RELAY-1D V |  | VAJC 11 |  |  | 8290 | 7460 | 8290 | 7460 | VAJC 11 | RELAY TYPE VAJC 11 | 0
EERD0050 | GE | RELAY-1D V |  | VAJS 13 |  |  | 3830 | 3440 | 3830 | 3440 | VAJS 13 | RELAY TYPE VAJS 13 | 0
EERD0051 | GE | RELAY-1D V |  | VAJS 23 |  |  | 4935 | 4440 | 4935 | 4440 | VAJS 23 | RELAY TYPE VAJS 23 | 0
EERD0052 | GE | RELAY-1D V |  | VAJH 13 |  |  | 3590 | 3230 | 3590 | 3230 | VAJH 13 | RELAY TYPE VAJH 13 | 0
EERD0053 | GE | RELAY-1D V |  | VAJH 23 |  |  | 5145 | 4630 | 5145 | 4630 | VAJH 23 | RELAY TYPE VAJH 23 | 0
EERD0055 | GE | RELAY-1D V |  | VAJHM 23 |  |  | 4925 | 4030 | 4925 | 4030 | VAJHM 23 | RELAY TYPE VAJHM 23 | 0
EERD0056 | GE | RELAY-1.5D V |  | VAJHM 33 |  |  | 10780 | 9700 | 10780 | 9700 | VAJHM 33 | RELAY TYPE VAJHM 33 | 0
EERD0057 | GE | RELAY-1.5D V |  | VAJHM 53 |  |  | 13460 | 12110 | 13460 | 12110 | VAJHM 53 | RELAY TYPE VAJHM 53 | 0
EERD0059 | GE | RELAY-1D V |  | VAX 21 |  |  | 5425 | 5150 | 5425 | 5150 | VAX 21 | RELAY TYPE VAX 21 | 0
EERD0060 | GE | RELAY-1D V |  | VAX 31 |  |  | 6000 | 5700 | 6000 | 5700 | VAX 31 | RELAY TYPE VAX 31 | 0
EERD0063 | GE | RELAY-1D V |  | CTU 12 |  |  | 10500 | 8940 | 10500 | 8940 | CTU 12 | RELAY TYPE CTU 12 | 0
EERD0064 | GE | RELAY-1D V |  | CTU 22 |  |  | 10645 | 9580 | 10645 | 9580 | CTU 22 | RELAY TYPE CTU 22 | 0
EERD0065 | GE | RELAY-1D V |  | CTU 32 |  |  | 13760 | 12380 | 13760 | 12380 | CTU 32 | RELAY TYPE CTU 32 | 0
EERD0066 | GE | RELAY-1D V |  | CTU 62 |  |  | 15260 | 13730 | 15260 | 13730 | CTU 62 | RELAY TYPE CTU 62 | 0
EERD0067 | GE | RELAY-1D V |  | CTU 15 |  |  | 24780 | 22300 | 24780 | 22300 | CTU 15 | RELAY TYPE CTU 15 | 0
EERD0078 | GE | RELAY-1D V |  | CTIG 39 |  |  | 31270 | 31270 | 31270 | 31270 | CTIG 39 | RELAY TYPE CTIG 39 | 0
EERD0079 | GE | RELAY-1D V |  | SKD 11 |  |  | 46600 | 41940 | 46600 | 41940 | SKD 11 | RELAY TYPE SKD 11 | 0
EERD0080 | GE | RELAY-1D V |  | SKE 11 |  |  | 46600 | 41940 | 46600 | 41940 | SKE 11 | RELAY TYPE SKE 11 | 0
EERD0081 | GE | RELAY-1D V |  | VTIG 12 |  |  | 11180 | 11180 | 11180 | 11180 | VTIG 12 | RELAY TYPE VTIG 12 | 0
EERD0082 | GE | RELAY-1D V |  | VTU 21 |  |  | 11460 | 11230 | 11460 | 11230 | VTU 21 | RELAY TYPE VTU 21 | 0
EERD0083 | GE | RELAY-1D V |  | VTUM 21 |  |  | 11460 | 11230 | 11460 | 11230 | VTUM 21 | RELAY TYPE VTUM 21 | 0
EERD0084 | GE | RELAY-1D V |  | VTU 31 |  |  | 15890 | 15090 | 15890 | 15090 | VTU 31 | RELAY TYPE VTU 31 | 0
EERD0085 | GE | RELAY-1.5D V |  | CTMM 101-110 |  |  | 34425 | 32700 | 34425 | 32700 | CTMM 101-110 | RELAY TYPE CTMM 101-110 | 0
EERD0086 | GE | RELAY-1.5D V |  | CTMM 301-310 |  |  | 36825 | 34980 | 36825 | 34980 | CTMM 301-310 | RELAY TYPE CTMM 301-310 | 0
EERD0087 | GE | RELAY-2D V |  | CTMM 501-510 |  |  | 41930 | 39830 | 41930 | 39830 | CTMM 501-510 | RELAY TYPE CTMM 501-510 | 0
EERD0088 | GE | RELAY-1.5D V |  | CTMFM 301-310 |  |  | 37275 | 35410 | 37275 | 35410 | CTMFM 301-310 | RELAY TYPE CTMFM 301-310 | 0
EERD0089 | GE | RELAY-2D V |  | CTMFM 401-410 |  |  | 40940 | 38890 | 40940 | 38890 | CTMFM 401-410 | RELAY TYPE CTMFM 401-410 | 0
EERD0098 | GE | RELAY-1D V |  | VTX 31 |  |  | 19160 | 17240 | 19160 | 17240 | VTX 31 | RELAY TYPE VTX 31 | 0
EERD0099 | GE | RELAY-1.5D V |  | ZTO 11 |  |  | 85850 | 85850 | 85850 | 85850 | ZTO 11 | RELAY TYPE ZTO 11 | 0
EERD0101 | GE | RELAY-1.5D V |  | CDD 31 |  |  | 21940 | 20840 | 21940 | 20840 | CDD 31 | RELAY TYPE CDD 31 | 0
EERD0102 | GE | RELAY-1.5D V |  | CDD 41 |  |  | 24890 | 23640 | 24890 | 23640 | CDD 41 | RELAY TYPE CDD 41 | 0
EERD0108 | GE | RELAY-1.5D V |  | CDD 44 |  |  | 27000 | 25650 | 27000 | 25650 | CDD 44 | RELAY TYPE CDD 44 | 0
EERD0118 | GE | RELAY-1D V |  | CDG 14 |  |  | 5970 | 5640 | 5970 | 5640 | CDG 14 | RELAY TYPE CDG 14 | 0
EERD0119 | GE | RELAY-3D H |  | CDG 34 |  |  | 17590 | 16710 | 17590 | 16710 | CDG 34 | RELAY TYPE CDG 34 | 0
EERD0120 | GE | RELAY-1D V |  | CDG 24 |  |  | 10110 | 9600 | 10110 | 9600 | CDG 24 | RELAY TYPE CDG 24 | 0
EERD0121 | GE | RELAY-3D H |  | CDG 64 |  |  | 30000 | 28500 | 30000 | 28500 | CDG 64 | RELAY TYPE CDG 64 | 0
EERD0126 | GE | RELAY-3D H |  | CDAG 54 |  |  | 27390 | 24650 | 27390 | 24650 | CDAG 54 | RELAY TYPE CDAG 54 | 0
EERD0128 | GE | RELAY-1D V |  | CDGM 22 |  |  | 12015 | 10810 | 12015 | 10810 | CDGM 22 | RELAY TYPE CDGM 22 | 0
EERD0130 | GE | RELAY-1D V |  | VAWA 12 |  |  | 4780 | 4300 | 4780 | 4300 | VAWA 12 | RELAY TYPE VAWA 12 | 0
EERD0131 | GE | RELAY-1D V |  | VAWA 22 |  |  | 6540 | 5880 | 6540 | 5880 | VAWA 22 | RELAY TYPE VAWA 22 | 0
EERD0153 | GE | RELAY-3D H |  | CDAG 53 |  |  | 26825 | 24140 | 26825 | 24140 | CDAG 53 | RELAY TYPE CDAG 53 | 0
EERD0198 | GE | RELAY-1D V |  | VAGM 23 |  |  | 7145 | 6430 | 7145 | 6430 | VAGM 23 | RELAY TYPE VAGM 23 | 0
EERD04LO | GE | MATCM01 MIDOS SIZE 6 |  | STATIC PF CONTROLLER 4 STAGE |  |  | 10380 | 10380 | 10380 | 10380 | LOVAR TYPE | STATIC PF CONTROLLER LOVAR 4 STAGE | 0
EERD081A | GE | RELAY-1D V |  | VTIGM 12 |  |  | 10200 | 10200 | 10200 | 10200 | VTIGM 12 | RELAY TYPE VTIGM 12 | 0
EERD08LO | GE | MATCM01 MIDOS SIZE 6 |  | STATIC PF CONTROLLER 8 STAGE |  |  | 11120 | 11120 | 11120 | 11120 | LOVAR TYPE | STATIC PF CONTROLLER LOVAR 8 STAGE | 0
EERD12LO | GE | MATCM01 MIDOS SIZE 6 |  | STATIC PF CONTROLLER 12 STAGE |  |  | 12250 | 12250 | 12250 | 12250 | LOVAR TYPE | STATIC PF CONTROLLER LOVAR 12 STAGE | 0
EERD206C | GE | RELAY-MIDOS SIZE 8 |  | MOTPRO |  |  | 47560 | 47560 | 47560 | 47560 | MOTPRO | RELAY TYPE MOTPRO | 0
EERD4034 | GE | RELAY-1D V |  | VAGM 22 440V A.C. |  |  | 9845 | 8860 | 9845 | 8860 | VAGM 22 440V A.C. | RELAY TYPE VAGM 22 | 0
EERD4036 | GE | RELAY-1D V |  | VDG 11 440V A.C. |  |  | 10770 | 10230 | 10770 | 10230 | VDG 11 440V A.C. | RELAY TYPE VDG 11 | 0
EERD4037 | GE | RELAY-1D V |  | VDG 13 440V A.C. |  |  | 11665 | 11080 | 11665 | 11080 | VDG 13 440V A.C. | RELAY TYPE VDG 13 | 0
EERDA069 | GE | RELAY-1D V |  | VTT 11 (A.C.) |  |  | 8080 | 8080 | 8080 | 8080 | VTT 11 (A.C.) | RELAY TYPE VTT 11 | 0
EERDA070 | GE | RELAY-1D V |  | VTT 12 (A.C.) |  |  | 8070 | 8070 | 8070 | 8070 | VTT 12 (A.C.) | RELAY TYPE VTT 12 | 0
EERDCTIG | GE | RELAY-1D V |  | CTIG 19 |  |  | 22010 | 22010 | 22010 | 22010 | CTIG 19 | RELAY TYPE CTIG 19 | 0
EERDD069 | GE | RELAY-1D V |  | VTT 11 (D.C.) |  |  | 6360 | 6360 | 6360 | 6360 | VTT 11 (D.C.) | RELAY TYPE VTT 11 | 0
EERDD070 | GE | RELAY-1D V |  | VTT 12 (D.C.) |  |  | 6360 | 6360 | 6360 | 6360 | VTT 12 (D.C.) | RELAY TYPE VTT 12 | 0
EERDFOS2 | GE | RELAY-1D V |  | FOS 24 |  |  | 19740 | 19740 | 19740 | 19740 | FOS 24 | RELAY TYPE FOS 24 | 0
EERDH015 | GE | RELAY-1.5D V |  | CDD 21 H/R |  |  | 15100 | 14330 | 15100 | 14330 | CDD 21 H/R | RELAY TYPE CDD 21 | 0
EERDH016 | GE | RELAY-1D V |  | CDG 11 H/R |  |  | 4520 | 4520 | 4520 | 4520 | CDG 11 H/R | RELAY TYPE CDG 11 | 0
EERDH017 | GE | RELAY-3D H |  | CDG 31 H/R |  |  | 13290 | 13290 | 13290 | 13290 | CDG 31 H/R | RELAY TYPE CDG 31 | 0
EERDH018 | GE | RELAY-3D V |  | CDG 21 H/R |  |  | 7900 | 7900 | 7900 | 7900 | CDG 21 H/R | RELAY TYPE CDG 21 | 0
EERDH019 | GE | RELAY-3D H |  | CDG 61 H/R |  |  | 23990 | 23270 | 23990 | 23270 | CDG 61 H/R | RELAY TYPE CDG 61 | 0
EERDH024 | GE | RELAY-3D H |  | CDAG 31 H/R |  |  | 18225 | 16400 | 18225 | 16400 | CDAG 31 H/R | RELAY TYPE CDAG 31 | 0
EERDH025 | GE | RELAY-3D H |  | CDAG 51 H/R |  |  | 24590 | 22130 | 24590 | 22130 | CDAG 51 H/R | RELAY TYPE CDAG 51 | 0
EERDH026 | GE | RELAY-3D H |  | CDV 62 H/R |  |  | 22200 | 19610 | 22200 | 19610 | CDV 62 H/R | RELAY TYPE CDV 62 | 0
EERDH106 | GE | RELAY-1.5D V |  | CDD 24 H/R |  |  | 16875 | 16030 | 16875 | 16030 | CDD 24 H/R | RELAY TYPE CDD 24 | 0
EERDH107 | GE | RELAY-1.5D V |  | CDD 34 H/R |  |  | 24360 | 23140 | 24360 | 23140 | CDD 34 H/R | RELAY TYPE CDD 34 | 0
EERDH109 | GE | RELAY-1D V |  | CDG 12 H/R |  |  | 6730 | 6390 | 6730 | 6390 | CDG 12 H/R | RELAY TYPE CDG 12 | 0
EERDH110 | GE | RELAY-1D V |  | CDG 13 H/R |  |  | 6030 | 5720 | 6030 | 5720 | CDG 13 H/R | RELAY TYPE CDG 13 | 0
EERDH111 | GE | RELAY-3D H |  | CDG 33 H/R |  |  | 17235 | 16370 | 17235 | 16370 | CDG 33 H/R | RELAY TYPE CDG 33 | 0
EERDH112 | GE | RELAY-3D V |  | CDG 23 H/R |  |  | 10310 | 9790 | 10310 | 9790 | CDG 23 H/R | RELAY TYPE CDG 23 | 0
EERDH113 | GE | RELAY-3D H |  | CDG 63 H/R |  |  | 30370 | 30000 | 30370 | 30000 | CDG 63 H/R | RELAY TYPE CDG 63 | 0
EERDH127 | GE | RELAY-3D V |  | CDGM 12 H/R |  |  | 7100 | 6390 | 7100 | 6390 | CDGM 12 H/R | RELAY TYPE CDGM 12 | 0
EERDS015 | GE | RELAY-1.5D V |  | CDD 21 S/R |  |  | 14640 | 13900 | 14640 | 13900 | CDD 21 S/R | RELAY TYPE CDD 21 | 0
EERDS016 | GE | RELAY-1D V |  | CDG 11 S/R |  |  | 4200 | 4200 | 4200 | 4200 | CDG 11 S/R | RELAY TYPE CDG 11 | 0
EERDS017 | GE | RELAY-3D H |  | CDG 31 S/R |  |  | 12250 | 12250 | 12250 | 12250 | CDG 31 S/R | RELAY TYPE CDG 31 | 0
EERDS018 | GE | RELAY-3D V |  | CDG 21 S/R |  |  | 7510 | 7510 | 7510 | 7510 | CDG 21 S/R | RELAY TYPE CDG 21 | 0
EERDS019 | GE | RELAY-3D H |  | CDG 61 S/R |  |  | 22910 | 22220 | 22910 | 22220 | CDG 61 S/R | RELAY TYPE CDG 61 | 0
EERDS024 | GE | RELAY-3D H |  | CDAG 31 S/R |  |  | 17380 | 15640 | 17380 | 15640 | CDAG 31 S/R | RELAY TYPE CDAG 31 | 0
EERDS025 | GE | RELAY-3D H |  | CDAG 51 S/R |  |  | 23745 | 21370 | 23745 | 21370 | CDAG 51 S/R | RELAY TYPE CDAG 51 | 0
EERDS026 | GE | RELAY-3D H |  | CDV 62 S/R |  |  | 19530 | 18550 | 19530 | 18550 | CDV 62 S/R | RELAY TYPE CDV 62 | 0
EERDS106 | GE | RELAY-1.5D V |  | CDD 24 S/R |  |  | 16815 | 15590 | 16815 | 15590 | CDD 24 S/R | RELAY TYPE CDD 24 | 0
EERDS107 | GE | RELAY-1.5D V |  | CDD 34 S/R |  |  | 23930 | 22730 | 23930 | 22730 | CDD 34 S/R | RELAY TYPE CDD 34 | 0
EERDS109 | GE | RELAY-1D V |  | CDG 12 S/R |  |  | 6310 | 5990 | 6310 | 5990 | CDG 12 S/R | RELAY TYPE CDG 12 | 0
EERDS110 | GE | RELAY-1D V |  | CDG 13 S/R |  |  | 5580 | 5300 | 5580 | 5300 | CDG 13 S/R | RELAY TYPE CDG 13 | 0
EERDS111 | GE | RELAY-3D H |  | CDG 33 S/R |  |  | 15980 | 15180 | 15980 | 15180 | CDG 33 S/R | RELAY TYPE CDG 33 | 0
EERDS112 | GE | RELAY-3D V |  | CDG 23 S/R |  |  | 9870 | 9370 | 9870 | 9370 | CDG 23 S/R | RELAY TYPE CDG 23 | 0
EERDS113 | GE | RELAY-3D H |  | CDG 63 S/R |  |  | 29085 | 27630 | 29085 | 27630 | CDG 63 S/R | RELAY TYPE CDG 63 | 0
EERDS127 | GE | RELAY-1D V |  | CDGM 12 S/R |  |  | 6660 | 5990 | 6660 | 5990 | CDGM 12 S/R | RELAY TYPE CDGM 12 | 0
EERDV017 | GE | RELAY-CDG31 |  | CDG 31 H/R 3DV | MRDS NO. 017 |  | 15490 | 15490 | 15490 | 15490 | H/R 3DV | RELAY TYPE CDG31 | 0
EERDV032 | GE | RELAY-1D V |  | VAG 11 UNDER VOLT |  |  | 3615 | 3250 | 3615 | 3250 | VAG 11 UNDER VOLT | RELAY TYPE VAG 11 | 0
EERN0003 | GE | RELAY-1/4N V |  | CAG 11 |  |  | 2485 | 2110 | 2485 | 2110 | CAG 11 | RELAY TYPE CAG 11 | 0
EERN0004 | GE | RELAY-1/2N V |  | CAG 12 |  |  | 3440 | 2920 | 3440 | 2920 | CAG 12 | RELAY TYPE CAG 12 | 0
EERN0005 | GE | RELAY-1/2N V |  | CAG 12C |  |  | 3570 | 3030 | 3570 | 3030 | CAG 12C | RELAY TYPE CAG 12C | 0
EERN0033 | GE | RELAY-1/2 N |  | VAG 21 |  |  | 3560 | 3200 | 3560 | 3200 | VAG 21 | RELAY TYPE VAG 21 | 0
EERN0039 | GE | RELAY-1/4N V |  | VAA 11 |  |  | 2200 | 2050 | 2200 | 2050 | VAA 11 | RELAY TYPE VAA 11 | 0
EERN0040 | GE | RELAY-1/2N H |  | VAA 21 |  |  | 3780 | 3210 | 3780 | 3210 | VAA 21 | RELAY TYPE VAA 21 | 0
EERN0041 | GE | RELAY-1/2N H |  | VAA 31 |  |  | 3940 | 3660 | 3940 | 3660 | VAA 31 | RELAY TYPE VAA 31 | 0
EERN0042 | GE | RELAY-1/4N V |  | VAA 13 |  |  | 2280 | 2120 | 2280 | 2120 | VAA 13 | RELAY TYPE VAA 13 | 0
EERN0043 | GE | RELAY-1/2N H |  | VAA 23 |  |  | 3620 | 3360 | 3620 | 3360 | VAA 23 | RELAY TYPE VAA 23 | 0
EERN0044 | GE | RELAY-1/2N H |  | VAA 33 |  |  | 3960 | 3680 | 3960 | 3680 | VAA 33 | RELAY TYPE VAA 33 | 0
EERN0046 | GE | RELAY-1/4N V |  | VAA 12 |  |  | 2280 | 2120 | 2280 | 2120 | VAA 12 | RELAY TYPE VAA 12 | 0
EERN0047 | GE | RELAY-1/2N H |  | VAA 22 |  |  | 3780 | 3510 | 3780 | 3510 | VAA 22 | RELAY TYPE VAA 22 | 0
EERN0048 | GE | RELAY-1/2N H |  | VAA 32 |  |  | 4230 | 3930 | 4230 | 3930 | VAA 32 | RELAY TYPE VAA 32 | 0
EERN0050 | GE | RELAY-1/4N V |  | VAJS 13 |  |  | 2360 | 2120 | 2360 | 2120 | VAJS 13 | RELAY TYPE VAJS 13 | 0
EERN0051 | GE | RELAY-1/2N H |  | VAJS 23 |  |  | 4080 | 3670 | 4080 | 3670 | VAJS 23 | RELAY TYPE VAJS 23 | 0
EERN0052 | GE | RELAY-1/4N V |  | VAJH 13 |  |  | 2185 | 2030 | 2185 | 2030 | VAJH 13 | RELAY TYPE VAJH 13 | 0
EERN0053 | GE | RELAY-1/2N H |  | VAJH 23 |  |  | 4280 | 3850 | 4280 | 3850 | VAJH 23 | RELAY TYPE VAJH 23 | 0
EERN0054 | GE | RELAY-1/2N H |  | VAJHM 13 |  |  | 2540 | 2360 | 2540 | 2360 | VAJHM 13 | RELAY TYPE VAJHM 13 | 0
EERN0055 | GE | RELAY-1/2N H |  | VAJHM 23 |  |  | 4280 | 3850 | 4280 | 3850 | VAJHM 23 | RELAY TYPE VAJHM 23 | 0
EERN0059 | GE | RELAY-1/2N H |  | VAX 21 |  |  | 3970 | 3770 | 3970 | 3770 | VAX 21 | RELAY TYPE VAX 21 | 0
EERN0060 | GE | RELAY-1/2N H |  | VAX 31 |  |  | 4550 | 4320 | 4550 | 4320 | VAX 31 | RELAY TYPE VAX 31 | 0
EERN0061 | GE | RELAY-1/2N H |  | CTNM 12 |  |  | 5950 | 4850 | 5950 | 4850 | CTNM 12 | RELAY TYPE CTNM 12 | 0
EERN0062 | GE | RELAY-1/4N V |  | VTNM 12 |  |  | 5730 | 5730 | 5730 | 5730 | VTNM 12 | RELAY TYPE VTNM 12 | 0
EERN0068 | GE | RELAY-1/2N H |  | CTUM 15 |  |  | 9340 | 8400 | 9340 | 8400 | CTUM 15 | RELAY TYPE CTUM 15 | 0
EERN0095 | GE | RELAY-1/2N H |  | CTIGM 15 |  |  | 6750 | 5730 | 6750 | 5730 | CTIGM 15 | RELAY TYPE CTIGM 15 | 0
EERN0096 | GE | RELAY-1/2N H |  | CTN 31 |  |  | 163550 | 163550 | 163550 | 163550 | CTN 31 | RELAY TYPE CTN 31 | 0
EERN0097 | GE | RELAY-1/2N H |  | CTNM 31 |  |  | 163550 | 163550 | 163550 | 163550 | CTNM 31 | RELAY TYPE CTNM 31 | 0
EERN0130 | GE | RELAY-1/4N V |  | VAWA 12 |  |  | 2690 | 2420 | 2690 | 2420 | VAWA 12 | RELAY TYPE VAWA 12 | 0
EERN0131 | GE | RELAY-1/2N H |  | VAWA 22 |  |  | 4860 | 4320 | 4860 | 4320 | VAWA 22 | RELAY TYPE VAWA 22 | 0
EERN0136 | GE | RELAY-1/2N H |  | MPB |  |  | 3180 | 2700 | 3180 | 2700 | MPB | RELAY TYPE MPB | 0
EERN0137 | GE | RELAY-1/2N H |  | MPG |  |  | 3960 | 3360 | 3960 | 3360 | MPG | RELAY TYPE MPG | 0
EERN1058 | GE | RELAY-1/2N H |  | VAM 12 |  |  | 2000 | 1830 | 2000 | 1830 | VAM 12 | RELAY TYPE VAM 12 | 0
EERN2058 | GE | RELAY-1/2N H |  | VAM 22 |  |  | 2300 | 2100 | 2300 | 2100 | VAM 22 | RELAY TYPE VAM 22 | 0
EERN3058 | GE | RELAY-1/2N H |  | VAM 11 |  |  | 1990 | 1990 | 1990 | 1990 | VAM 11 | RELAY TYPE VAM 11 | 0
EERN4058 | GE | RELAY-1/2N H |  | VAM 21 |  |  | 2200 | 2300 | 2200 | 2300 | VAM 21 | RELAY TYPE VAM 21 | 0
EERNA069 | GE | RELAY-1/2N H |  | VTT 11 (A.C.) |  |  | 6800 | 6800 | 6800 | 6800 | VTT 11 (A.C.) | RELAY TYPE VTT 11 | 0
EERNA070 | GE | RELAY-1/2N H |  | VTT 12 (A.C.) |  |  | 6800 | 5100 | 6800 | 5100 | VTT 12 (A.C.) | RELAY TYPE VTT 12 | 0
EERNA071 | GE | RELAY-1/2N H |  | VTT 14 (A.C.) |  |  | 10540 | 10540 | 10540 | 10540 | VTT 14 (A.C.) | RELAY TYPE VTT 14 | 0
EERNA072 | GE | RELAY-1/2N H |  | VTT 15 (A.C.) |  |  | 10540 | 10540 | 10540 | 10540 | VTT 15 (A.C.) | RELAY TYPE VTT 15 | 0
EERNA129 | GE | RELAY-1/2N H |  | VAT 11 (A.C.) |  |  | 10080 | 10080 | 10080 | 10080 | VAT 11 (A.C.) MVTTM14 | RELAY TYPE VAT 11 | 0
EERND069 | GE | RELAY-1/2N H |  | VTT 11 (D.C.) |  |  | 5100 | 5100 | 5100 | 5100 | VTT 11 (D.C.) | RELAY TYPE VTT 11 | 0
EERND070 | GE | RELAY-1/2N H |  | VTT 12 (D.C.) |  |  | 5100 | 6800 | 5100 | 6800 | VTT 12 (D.C.) | RELAY TYPE VTT 12 | 0
EERND071 | GE | RELAY-1/2N H |  | VTT 14 (D.C.) |  |  | 8810 | 8810 | 8810 | 8810 | VTT 14 (D.C.) | RELAY TYPE VTT 14 | 0
EERND072 | GE | RELAY-1/2N H |  | VTT 15 (D.C.) |  |  | 8810 | 8810 | 8810 | 8810 | VTT 15 (D.C.) | RELAY TYPE VTT 15 | 0
EERND129 | GE | RELAY-1/2N H |  | VAT 11 (D.C.) |  |  | 10080 | 10080 | 10080 | 10080 | VAT 11 (D.C.) MVTTM14 | RELAY TYPE VAT 11 | 0
EERNN032 | GE | RELAY-1/4N V |  | VAG 11 NO VOLT |  |  | 2110 | 1900 | 2110 | 1900 | VAG 11 NO VOLT | RELAY TYPE VAG 11 | 0
EERNV032 | GE | RELAY-1/4N V |  | VAG 11 UNDER VOLT |  |  | 2470 | 2220 | 2470 | 2220 | VAG 11 UNDER VOLT | RELAY TYPE VAG 11 | 0
GEMD3301 | GEC | KWH + MD1 | 3>,3W | FLUSH MOUNTING |  |  | 11835 | 0 | 11835 | 11835 | 3PH3W FLUSH MOUNTING FIXED | KWH WITH MDI | 0
GEMD3302 | GEC | KWH + MD1 | 3>,3W | PROJECTION MOUNTING |  |  | 7200 | 0 | 7200 | 7200 | 3PH3W PROJ .MOUNTING | KWH WITH MDI | 0
GEMD3401 | GEC | KWH + MD1 | 3>,4W | FLUSH MOUNTING |  |  | 11980 | 0 | 11980 | 11980 | 3PH4W FLUSH MOUNTING | KWH WITH MDI | 0
GEMD3402 | GEC | KWH + MD1 | 3>,4W | PROJECTION MOUNTING |  |  | 7500 | 0 | 7500 | 7500 | 3PH4W PROJ. MOUNTING | KWH WITH MDI | 0
GEWH3301 | GEC | KWH METER | 3>,3W | FLUSH MOUNTING |  |  | 2600 | 0 | 2600 | 2600 | 3PH3W FLUSH MOUNTING FIXED | KWH METER | 0
GEWH3302 | GEC | KWH METER | 3>,3W | PROJECTION MOUNTING |  |  | 1380 | 0 | 1380 | 1380 | 3PH3W PROJ. MOUNTING | KWH METER | 0
GEWH3401 | GEC | KWH METER | 3>,4W | FLUSH MOUNTING |  |  | 2800 | 0 | 2800 | 2800 | 3PH4W FLUSH MOUNTING FIXED TYPE | KWH METER | 0
GEWH3402 | GEC | KWH METER | 3>,4W | PROJECTION MOUNTING |  |  | 1550 | 0 | 1550 | 1550 | 3PH4W PROJ. MOUNTING | KWH METER | 0
GMCM1101 | G & M | CT FOR METERING | 100A | CAST RESIN INS.CL.H |  |  | 820 | 0 | 820 | 820 | 100A CAST RESIN INS.CL.H | CT FOR METERING | 0
GMCM1103 | G & M | CT FOR METERING | 100A | TAPE INSULATED, INS. CLASS E |  |  | 320 | 0 | 320 | 320 | 100A,TAPE CL. E | CT FOR METERING | 0
GMCM1105 | G & M | CT FOR METERING | 100A | EPOXY CAST RESIN |  |  | 380 | 0 | 380 | 380 | 100A EPOXY CAST | CT FOR METERING | 0
GMCM1201 | G & M | CT FOR METERING | 1000A | CAST RESIN INS.CL.H |  |  | 960 | 0 | 960 | 960 | 1000A CAST RESIN INS.CL.H | CT FOR METERING | 0
GMCM1203 | G & M | CT FOR METERING | 1000A | TAPE INSULATED, INS. CLASS E |  |  | 260 | 0 | 260 | 260 | 1000A,TAPE CL. E | CT FOR METERING | 0
GMCM1205 | G & M | CT FOR METERING | 1000A | EPOXY CAST RESIN |  |  | 440 | 0 | 440 | 440 | 1000A EPOXY CAST | CT FOR METERING | 0
GMCM1401 | G & M | CT FOR METERING | 1250A | CAST RESIN INS.CL.H |  |  | 1120 | 0 | 1120 | 1120 | 1250A CAST RESIN INS.CL.H | CT FOR METERING | 0
GMCM1403 | G & M | CT FOR METERING | 1250A | TAPE INSULATED, INS. CLASS E |  |  | 280 | 0 | 280 | 280 | 1250A,TAPE CL. E | CT FOR METERING | 0
GMCM1405 | G & M | CT FOR METERING | 1250A | EPOXY CAST RESIN |  |  | 440 | 0 | 440 | 440 | 1250A EPOXY CAST | CT FOR METERING | 0
GMCM1601 | G & M | CT FOR METERING | 150A | CAST RESIN INS.CL.H |  |  | 870 | 0 | 870 | 870 | 150A CAST RESIN INS.CL.H | CT FOR METERING | 0
GMCM1603 | G & M | CT FOR METERING | 150A | TAPE INSULATED, INS. CLASS E |  |  | 190 | 0 | 190 | 190 | 150A,TAPE CL. E | CT FOR METERING | 0
GMCM1605 | G & M | CT FOR METERING | 150A | EPOXY CAST RESIN |  |  | 360 | 0 | 360 | 360 | 150A EPOXY CAST | CT FOR METERING | 0
GMCM1801 | G & M | CT FOR METERING | 1600A | CAST RESIN INS.CL.H |  |  | 1160 | 0 | 1160 | 1160 | 1600A CAST RESIN INS.CL.H | CT FOR METERING | 0
GMCM1803 | G & M | CT FOR METERING | 1600A | TAPE INSULATED, INS. CLASS E |  |  | 300 | 0 | 300 | 300 | 1600A,TAPE CL. E | CT FOR METERING | 0
GMCM1805 | G & M | CT FOR METERING | 1600A | EPOXY CAST RESIN |  |  | 620 | 0 | 620 | 620 | 1600A EPOXY CAST | CT FOR METERING | 0
GMCM2101 | G & M | CT FOR METERING | 200A | CAST RESIN INS.CL.H |  |  | 720 | 0 | 720 | 720 | 200A CAST RESIN INS.CL.H | CT FOR METERING | 0
GMCM2103 | G & M | CT FOR METERING | 200A | TAPE INSULATED, INS. CLASS E |  |  | 210 | 0 | 210 | 210 | 200A,TAPE CL. E | CT FOR METERING | 0
GMCM2105 | G & M | CT FOR METERING | 200A | EPOXY CAST RESIN |  |  | 460 | 0 | 460 | 460 | 200A EPOXY CAST | CT FOR METERING | 0
GMCM2201 | G & M | CT FOR METERING | 2000A | CAST RESIN INS.CL.H |  |  | 1460 | 0 | 1460 | 1460 | 2000A CAST RESIN INS.CL.H | CT FOR METERING | 0
GMCM2203 | G & M | CT FOR METERING | 2000A | TAPE INSULATED, INS. CLASS E |  |  | 360 | 0 | 360 | 360 | 2000A,TAPE CL. E | CT FOR METERING | 0
GMCM2205 | G & M | CT FOR METERING | 2000A | EPOXY CAST RESIN |  |  | 620 | 0 | 620 | 620 | 2000A EPOXY CAST | CT FOR METERING | 0
GMCM2601 | G & M | CT FOR METERING | 250A | CAST RESIN INS.CL.H |  |  | 720 | 0 | 720 | 720 | 250A CAST RESIN INS.CL.H | CT FOR METERING | 0
GMCM2603 | G & M | CT FOR METERING | 250A | TAPE INSULATED, INS. CLASS E |  |  | 160 | 0 | 160 | 160 | 250A,TAPE CL. E | CT FOR METERING | 0
GMCM2605 | G & M | CT FOR METERING | 250A | EPOXY CAST RESIN |  |  | 450 | 0 | 450 | 450 | 250A EPOXY CAST | CT FOR METERING | 0
GMCM2701 | G & M | CT FOR METERING | 2500A | CAST RESIN INS.CL.H |  |  | 1460 | 0 | 1460 | 1460 | 2500A CAST RESIN INS.CL.H | CT FOR METERING | 0
GMCM2703 | G & M | CT FOR METERING | 2500A | TAPE INSULATED, INS. CLASS E |  |  | 410 | 0 | 410 | 410 | 2500A,TAPE CL. E | CT FOR METERING | 0
GMCM2705 | G & M | CT FOR METERING | 2500A | EPOXY CAST RESIN |  |  | 640 | 0 | 640 | 640 | 2500A EPOXY CAST | CT FOR METERING | 0
GMCM3101 | G & M | CT FOR METERING | 300A | CAST RESIN INS.CL.H |  |  | 720 | 0 | 720 | 720 | 300A CAST RESIN INS.CL.H | CT FOR METERING | 0
GMCM3103 | G & M | CT FOR METERING | 300A | TAPE INSULATED, INS. CLASS E |  |  | 160 | 0 | 160 | 160 | 300A,TAPE CL. E | CT FOR METERING | 0
GMCM3105 | G & M | CT FOR METERING | 300A | EPOXY CAST RESIN |  |  | 370 | 0 | 370 | 370 | 300A EPOXY CAST | CT FOR METERING | 0
GMCM3401 | G & M | CT FOR METERING | 3200A | CAST RESIN INS.CL.H |  |  | 1520 | 0 | 1520 | 1520 | 3200A CAST RESIN INS.CL.H | CT FOR METERING | 0
GMCM3403 | G & M | CT FOR METERING | 3200A | TAPE INSULATED, INS. CLASS E |  |  | 520 | 0 | 520 | 520 | 3200A,TAPE CL. E | CT FOR METERING | 0
GMCM3405 | G & M | CT FOR METERING | 3200A | EPOXY CAST RESIN |  |  | 700 | 0 | 700 | 700 | 3200A EPOXY CAST | CT FOR METERING | 0
GMCM4101 | G & M | CT FOR METERING | 400A | CAST RESIN INS.CL.H |  |  | 740 | 0 | 740 | 740 | 400A CAST RESIN INS.CL.H | CT FOR METERING | 0
GMCM4103 | G & M | CT FOR METERING | 400A | TAPE INSULATED, INS. CLASS E |  |  | 150 | 0 | 150 | 150 | 400A,TAPE CL. E | CT FOR METERING | 0
GMCM4105 | G & M | CT FOR METERING | 400A | EPOXY CAST RESIN |  |  | 380 | 0 | 380 | 380 | 400A EPOXY CAST | CT FOR METERING | 0
GMCM5101 | G & M | CT FOR METERING | 500A | CAST RESIN INS.CL.H |  |  | 740 | 0 | 740 | 740 | 500A CAST RESIN INS.CL.H | CT FOR METERING | 0
GMCM5103 | G & M | CT FOR METERING | 500A | TAPE INSULATED, INS. CLASS E |  |  | 150 | 0 | 150 | 150 | 500A,TAPE CL. E | CT FOR METERING | 0
GMCM5105 | G & M | CT FOR METERING | 500A | EPOXY CAST RESIN |  |  | 380 | 0 | 380 | 380 | 500A EPOXY CAST | CT FOR METERING | 0
GMCM6101 | G & M | CT FOR METERING | 600A | CAST RESIN INS.CL.H |  |  | 740 | 0 | 740 | 740 | 600A CAST RESIN INS.CL.H | CT FOR METERING | 0
GMCM6103 | G & M | CT FOR METERING | 600A | TAPE INSULATED, INS. CLASS E |  |  | 160 | 0 | 160 | 160 | 600A,TAPE CL. E | CT FOR METERING | 0
GMCM6105 | G & M | CT FOR METERING | 600A | EPOXY CAST RESIN |  |  | 400 | 0 | 400 | 400 | 600A EPOXY CAST | CT FOR METERING | 0
GMCM7501 | G & M | CT FOR METERING | 75A | CAST RESIN INS.CL.H |  |  | 800 | 0 | 800 | 800 | 75A CAST RESIN INS.CL.H | CT FOR METERING | 0
GMCM7503 | G & M | CT FOR METERING | 75A | TAPE INSULATED, INS. CLASS E |  |  | 320 | 0 | 320 | 320 | 75A,TAPE CL. E | CT FOR METERING | 0
GMCM7505 | G & M | CT FOR METERING | 75A | EPOXY CAST RESIN |  |  | 380 | 0 | 380 | 380 | 75A EPOXY CAST | CT FOR METERING | 0
GMCM8101 | G & M | CT FOR METERING | 800A | CAST RESIN INS.CL.H |  |  | 930 | 0 | 930 | 930 | 800A CAST RESIN INS.CL.H | CT FOR METERING | 0
GMCM8103 | G & M | CT FOR METERING | 800A | TAPE INSULATED, INS. CLASS E |  |  | 180 | 0 | 180 | 180 | 800A,TAPE CL. E | CT FOR METERING | 0
GMCM8105 | G & M | CT FOR METERING | 800A | EPOXY CAST RESIN |  |  | 410 | 0 | 410 | 410 | 800A EPOXY CAST | CT FOR METERING | 0
GMCP1101 | G & M | CT FOR PROTECTION | 100A | CAST RESIN INS.CL.H |  |  | 2760 | 0 | 2760 | 2760 | 100A CAST RESIN INS.CL.H | CT FOR PROTECTION | 0
GMCP1103 | G & M | CT FOR PROTECTION | 100A | 5P10, TAPE INSULATED, INS. CLASS E |  |  | 1080 | 0 | 1080 | 1080 | 100A 5P10,TAPE CL.E | CT FOR PROTECTION | 0
GMCP1105 | G & M | CT FOR PROTECTION | 100A | 5P10, EPOXY CAST RESIN |  |  | 2380 | 0 | 2380 | 2380 | 100A 5P10, EPOXY CAST | CT FOR PROTECTION | 0
GMCP1201 | G & M | CT FOR PROTECTION | 1000A | CAST RESIN INS.CL.H |  |  | 2560 | 0 | 2560 | 2560 | 1000A CAST RESIN INS.CL.H | CT FOR PROTECTION | 0
GMCP1202 | G & M | CT FOR PROTECTION | 1000A | 5P10, TAPE INSULATED, INS. CLASS B |  |  | 620 | 0 | 620 | 620 | 1000A 5P10,TAPE CL.B | CT FOR PROTECTION | 0
GMCP1203 | G & M | CT FOR PROTECTION | 1000A | 5P10, TAPE INSULATED, INS. CLASS E |  |  | 560 | 0 | 560 | 560 | 1000A 5P10,TAPE CL.E | CT FOR PROTECTION | 0
GMCP1205 | G & M | CT FOR PROTECTION | 1000A | 5P10, EPOXY CAST RESIN |  |  | 860 | 0 | 860 | 860 | 1000A 5P10, EPOXY CAST | CT FOR PROTECTION | 0
GMCP1210 | G & M | CT FOR PROTECTION | 1000A | 5P15, EPOXY CAST RESIN |  |  | 1290 | 0 | 1290 | 1290 | 1000A 5P15, EPOXY CAST | CT FOR PROTECTION | 0
GMCP1401 | G & M | CT FOR PROTECTION | 1250A | CAST RESIN INS.CL.H |  |  | 2380 | 0 | 2380 | 2380 | 1250A CAST RESIN INS.CL.H | CT FOR PROTECTION | 0
GMCP1403 | G & M | CT FOR PROTECTION | 1250A | 5P10, TAPE INSULATED, INS. CLASS E |  |  | 480 | 0 | 480 | 480 | 1250A 5P10,TAPE CL.E | CT FOR PROTECTION | 0
GMCP1405 | G & M | CT FOR PROTECTION | 1250A | 5P10, EPOXY CAST RESIN |  |  | 860 | 0 | 860 | 860 | 1250A 5P10, EPOXY CAST | CT FOR PROTECTION | 0
GMCP1410 | G & M | CT FOR PROTECTION | 1250A | 5P15, EPOXY CAST RESIN |  |  | 1290 | 0 | 1290 | 1290 | 1250A 5P15, EPOXY CAST | CT FOR PROTECTION | 0
GMCP1601 | G & M | CT FOR PROTECTION | 150A | CAST RESIN INS.CL.H |  |  | 2760 | 0 | 2760 | 2760 | 150A CAST RESIN INS.CL.H | CT FOR PROTECTION | 0
GMCP1603 | G & M | CT FOR PROTECTION | 150A | 5P10, TAPE INSULATED, INS. CLASS E |  |  | 1080 | 0 | 1080 | 1080 | 150A 5P10,TAPE CL.E | CT FOR PROTECTION | 0
GMCP1605 | G & M | CT FOR PROTECTION | 150A | 5P10, EPOXY CAST RESIN |  |  | 1480 | 0 | 1480 | 1480 | 150A 5P10, EPOXY CAST | CT FOR PROTECTION | 0
GMCP1801 | G & M | CT FOR PROTECTION | 1600A | CAST RESIN INS.CL.H |  |  | 2380 | 0 | 2380 | 2380 | 1600A CAST RESIN INS.CL.H | CT FOR PROTECTION | 0
GMCP1802 | G & M | CT FOR PROTECTION | 1600A | 5P10, TAPE INSULATED, INS. CLASS B |  |  | 860 | 0 | 860 | 860 | 1600A 5P10,TAPE CL.B | CT FOR PROTECTION | 0
GMCP1803 | G & M | CT FOR PROTECTION | 1600A | 5P10, TAPE INSULATED, INS. CLASS E |  |  | 780 | 0 | 780 | 780 | 1600A 5P10,TAPE CL.E | CT FOR PROTECTION | 0
GMCP1805 | G & M | CT FOR PROTECTION | 1600A | 5P10, EPOXY CAST RESIN |  |  | 900 | 0 | 900 | 900 | 1600A 5P10, EPOXY CAST | CT FOR PROTECTION | 0
GMCP1810 | G & M | CT FOR PROTECTION | 1600A | 5P15, EPOXY CAST RESIN |  |  | 1380 | 0 | 1380 | 1380 | 1600A 5P15, EPOXY CAST | CT FOR PROTECTION | 0
GMCP2101 | G & M | CT FOR PROTECTION | 200A | CAST RESIN INS.CL.H |  |  | 2760 | 0 | 2760 | 2760 | 200A CAST RESIN INS.CL.H | CT FOR PROTECTION | 0
GMCP2105 | G & M | CT FOR PROTECTION | 200A | 5P10, EPOXY CAST RESIN |  |  | 1480 | 0 | 1480 | 1480 | 200A 5P10, EPOXY CAST | CT FOR PROTECTION | 0
GMCP2201 | G & M | CT FOR PROTECTION | 2000A | CAST RESIN INS.CL.H |  |  | 2500 | 0 | 2500 | 2500 | 2000A CAST RESIN INS.CL.H | CT FOR PROTECTION | 0
GMCP2202 | G & M | CT FOR PROTECTION | 2000A | 5P10, TAPE INSULATED, INS. CLASS B |  |  | 860 | 0 | 860 | 860 | 2000A 5P10,TAPE CL.B | CT FOR PROTECTION | 0
GMCP2203 | G & M | CT FOR PROTECTION | 2000A | 5P10, TAPE INSULATED, INS. CLASS E |  |  | 640 | 0 | 640 | 640 | 2000A 5P10,TAPE CL.E | CT FOR PROTECTION | 0
GMCP2205 | G & M | CT FOR PROTECTION | 2000A | 5P10, EPOXY CAST RESIN |  |  | 900 | 0 | 900 | 900 | 2000A 5P10, EPOXY CAST | CT FOR PROTECTION | 0
GMCP2210 | G & M | CT FOR PROTECTION | 2000A | 5P15, EPOXY CAST RESIN |  |  | 1380 | 0 | 1380 | 1380 | 2000A 5P15, EPOXY CAST | CT FOR PROTECTION | 0
GMCP2601 | G & M | CT FOR PROTECTION | 250A | CAST RESIN INS.CL.H |  |  | 2560 | 0 | 2560 | 2560 | 250A CAST RESIN INS.CL.H | CT FOR PROTECTION | 0
GMCP2603 | G & M | CT FOR PROTECTION | 250A | 5P10, TAPE INSULATED, INS. CLASS E |  |  | 860 | 0 | 860 | 860 | 250A 5P10,TAPE CL.E | CT FOR PROTECTION | 0
GMCP2605 | G & M | CT FOR PROTECTION | 250A | 5P10, EPOXY CAST RESIN |  |  | 1480 | 0 | 1480 | 1480 | 250A 5P10, EPOXY CAST | CT FOR PROTECTION | 0
GMCP2701 | G & M | CT FOR PROTECTION | 2500A | CAST RESIN INS.CL.H |  |  | 2640 | 0 | 2640 | 2640 | 2500A CAST RESIN INS.CL.H | CT FOR PROTECTION | 0
GMCP2702 | G & M | CT FOR PROTECTION | 2500A | 5P10, TAPE INSULATED, INS. CLASS B |  |  | 860 | 0 | 860 | 860 | 2500A 5P10,TAPE CL.B | CT FOR PROTECTION | 0
GMCP2703 | G & M | CT FOR PROTECTION | 2500A | 5P10, TAPE INSULATED, INS. CLASS E |  |  | 780 | 0 | 780 | 780 | 2500A 5P10,TAPE CL.E | CT FOR PROTECTION | 0
GMCP2705 | G & M | CT FOR PROTECTION | 2500A | 5P10, EPOXY CAST RESIN |  |  | 975 | 0 | 975 | 975 | 2500A 5P10, EPOXY CAST | CT FOR PROTECTION | 0
GMCP2710 | G & M | CT FOR PROTECTION | 2500A | 5P15, EPOXY CAST RESIN |  |  | 1380 | 0 | 1380 | 1380 | 2500A 5P15, EPOXY CAST | CT FOR PROTECTION | 0
GMCP3101 | G & M | CT FOR PROTECTION | 300A | CAST RESIN INS.CL.H |  |  | 2460 | 0 | 2460 | 2460 | 300A CAST RESIN INS.CL.H | CT FOR PROTECTION | 0
GMCP3102 | G & M | CT FOR PROTECTION | 300A | 5P10, TAPE INSULATED, INS. CLASS B |  |  | 780 | 0 | 780 | 780 | 300A 5P10,TAPE CL.B | CT FOR PROTECTION | 0
GMCP3103 | G & M | CT FOR PROTECTION | 300A | 5P10, TAPE INSULATED, INS. CLASS E |  |  | 720 | 0 | 720 | 720 | 300A 5P10,TAPE CL.E | CT FOR PROTECTION | 0
GMCP3105 | G & M | CT FOR PROTECTION | 300A | 5P10, EPOXY CAST RESIN |  |  | 1000 | 0 | 1000 | 1000 | 300A 5P10, EPOXY CAST | CT FOR PROTECTION | 0
GMCP3110 | G & M | CT FOR PROTECTION | 300A | 5P15, EPOXY CAST RESIN |  |  | 1780 | 0 | 1780 | 1780 | 300A 5P15, EPOXY CAST | CT FOR PROTECTION | 0
GMCP3401 | G & M | CT FOR PROTECTION | 3200A | CAST RESIN INS.CL.H |  |  | 2680 | 0 | 2680 | 2680 | 3200A CAST RESIN INS.CL.H | CT FOR PROTECTION | 0
GMCP3402 | G & M | CT FOR PROTECTION | 3200A | 5P10, TAPE INSULATED, INS. CLASS B |  |  | 890 | 0 | 890 | 890 | 3200A 5P10,TAPE CL.B | CT FOR PROTECTION | 0
GMCP3403 | G & M | CT FOR PROTECTION | 3200A | 5P10, TAPE INSULATED, INS. CLASS E |  |  | 820 | 0 | 820 | 820 | 3200A 5P10,TAPE CL.E | CT FOR PROTECTION | 0
GMCP3405 | G & M | CT FOR PROTECTION | 3200A | 5P10, EPOXY CAST RESIN |  |  | 1075 | 0 | 1075 | 1075 | 3200A 5P10, EPOXY CAST | CT FOR PROTECTION | 0
GMCP4101 | G & M | CT FOR PROTECTION | 400A | CAST RESIN INS.CL.H |  |  | 2460 | 0 | 2460 | 2460 | 400A CAST RESIN INS.CL.H | CT FOR PROTECTION | 0
GMCP4102 | G & M | CT FOR PROTECTION | 400A | 5P10, TAPE INSULATED, INS. CLASS B |  |  | 710 | 0 | 710 | 710 | 400A 5P10,TAPE CL.B | CT FOR PROTECTION | 0
GMCP4103 | G & M | CT FOR PROTECTION | 400A | 5P10, TAPE INSULATED, INS. CLASS E |  |  | 680 | 0 | 680 | 680 | 400A 5P10,TAPE CL.E | CT FOR PROTECTION | 0
GMCP4105 | G & M | CT FOR PROTECTION | 400A | 5P10, EPOXY CAST RESIN |  |  | 1080 | 0 | 1080 | 1080 | 400A 5P10, EPOXY CAST | CT FOR PROTECTION | 0
GMCP4110 | G & M | CT FOR PROTECTION | 400A | 5P15, EPOXY CAST RESIN |  |  | 1560 | 0 | 1560 | 1560 | 400A 5P15, EPOXY CAST | CT FOR PROTECTION | 0
GMCP5101 | G & M | CT FOR PROTECTION | 500A | CAST RESIN INS.CL.H |  |  | 2250 | 0 | 2250 | 2250 | 500A CAST RESIN INS.CL.H | CT FOR PROTECTION | 0
GMCP5102 | G & M | CT FOR PROTECTION | 500A | 5P10, TAPE INSULATED, INS. CLASS B |  |  | 730 | 0 | 730 | 730 | 500A 5P10,TAPE CL.B | CT FOR PROTECTION | 0
GMCP5103 | G & M | CT FOR PROTECTION | 500A | 5P10, TAPE INSULATED, INS. CLASS E |  |  | 660 | 0 | 660 | 660 | 500A 5P10,TAPE CL.E | CT FOR PROTECTION | 0
GMCP5105 | G & M | CT FOR PROTECTION | 500A | 5P10, EPOXY CAST RESIN |  |  | 1080 | 0 | 1080 | 1080 | 500A 5P10, EPOXY CAST | CT FOR PROTECTION | 0
GMCP6101 | G & M | CT FOR PROTECTION | 600A | CAST RESIN INS.CL.H |  |  | 2250 | 0 | 2250 | 2250 | 600A CAST RESIN INS.CL.H | CT FOR PROTECTION | 0
GMCP6102 | G & M | CT FOR PROTECTION | 600A | 5P10, TAPE INSULATED, INS. CLASS B |  |  | 650 | 0 | 650 | 650 | 600A 5P10,TAPE CL.B | CT FOR PROTECTION | 0
GMCP6103 | G & M | CT FOR PROTECTION | 600A | 5P10, TAPE INSULATED, INS. CLASS E |  |  | 640 | 0 | 640 | 640 | 600A 5P10,TAPE CL.E | CT FOR PROTECTION | 0
GMCP6105 | G & M | CT FOR PROTECTION | 600A | 5P10, EPOXY CAST RESIN |  |  | 1180 | 0 | 1180 | 1180 | 600A 5P10, EPOXY CAST | CT FOR PROTECTION | 0
GMCP7501 | G & M | CT FOR PROTECTION | 75A | CAST RESIN INS.CL.H |  |  | 2760 | 0 | 2760 | 2760 | 75A CAST RESIN INS.CL.H | CT FOR PROTECTION | 0
GMCP7503 | G & M | CT FOR PROTECTION | 75A | 5P10, TAPE INSULATED, INS. CLASS E |  |  | 1080 | 0 | 1080 | 1080 | 75A 5P10,TAPE CL.E | CT FOR PROTECTION | 0
GMCP7505 | G & M | CT FOR PROTECTION | 75A | 5P10, EPOXY CAST RESIN |  |  | 2380 | 0 | 2380 | 2380 | 75A 5P10, EPOXY CAST | CT FOR PROTECTION | 0
GMCP8101 | G & M | CT FOR PROTECTION | 800A | CAST RESIN INS.CL.H |  |  | 2450 | 0 | 2450 | 2450 | 800A CAST RESIN INS.CL.H | CT FOR PROTECTION | 0
GMCP8102 | G & M | CT FOR PROTECTION | 800A | 5P10, TAPE INSULATED, INS. CLASS B |  |  | 620 | 0 | 620 | 620 | 800A 5P10,TAPE CL.B | CT FOR PROTECTION | 0
GMCP8103 | G & M | CT FOR PROTECTION | 800A | 5P10, TAPE INSULATED, INS. CLASS E |  |  | 590 | 0 | 590 | 590 | 800A 5P10,TAPE CL.E | CT FOR PROTECTION | 0
GMCP8105 | G & M | CT FOR PROTECTION | 800A | 5P10, EPOXY CAST RESIN |  |  | 1180 | 0 | 1180 | 1180 | 800A 5P10, EPOXY CAST | CT FOR PROTECTION | 0
GMCP8110 | G & M | CT FOR PROTECTION | 800A | 5P15, EPOXY CAST RESIN |  |  | 1380 | 0 | 1380 | 1380 | 800A 5P15, EPOXY CAST | CT FOR PROTECTION | 0
GMPT1101 | G & M | POTENTIAL T/F | 100 VA,1 PHASE | VOLTAGE FACTOR 1.2 CONT. &1.5 FOR 30 SEC. | TAPE INSULATED | ACC. CLASS 0.5 | 2112 | 0 | 2112 | 1920 | 100VA 1.5F30s TAPE CL0.5 | 100 VA,1 PHASE PT'S | 0
GMPT1102 | G & M | POTENTIAL T/F | 100 VA,1 PHASE | VOLTAGE FACTOR 1.2 CONT. &1.5 FOR 30 SEC. | TAPE INSULATED | ACC. CLASS 1.0 | 1716 | 0 | 1716 | 1560 | 100VA 1.5F30s TAPE CL 1 | 100 VA,1 PHASE PT'S | 0
GMPT1103 | G & M | POTENTIAL T/F | 100 VA,1 PHASE | VOLTAGE FACTOR 1.2 CONT. &1.5 FOR 30 SEC. | TAPE INSULATED | ACC. CLASS 3.0 | 1012 | 0 | 1012 | 920 | 100VA 1.5F30s TAPE CL 3 | 100 VA,1 PHASE PT'S | 0
GMPT1107 | G & M | POTENTIAL T/F | 100 VA,1 PHASE | VOLTAGE FACTOR 1.2 CONT. &1.5 FOR 30 SEC. | EPOXY CAST RESIN | ACC. CLASS 0.5 | 2728 | 0 | 2728 | 2480 | 100VA 1.5F30s EPCAST CL0.5 | 100 VA,1 PHASE PT'S | 0
GMPT1108 | G & M | POTENTIAL T/F | 100 VA,1 PHASE | VOLTAGE FACTOR 1.2 CONT. &1.5 FOR 30 SEC. | EPOXY CAST RESIN | ACC. CLASS 1.0 | 2156 | 0 | 2156 | 1960 | 100VA 1.5F30s EPCAST CL 1 | 100 VA,1 PHASE PT'S | 0
GMPT1109 | G & M | POTENTIAL T/F | 100 VA,1 PHASE | VOLTAGE FACTOR 1.2 CONT. &1.5 FOR 30 SEC. | EPOXY CAST RESIN | ACC. CLASS 3.0 | 1507 | 0 | 1507 | 1370 | 100VA 1.5F30s EPCAST CL 3 | 100 VA,1 PHASE PT'S | 0
GMPT1110 | G & M | POTENTIAL T/F | 100 VA,1 PHASE | VOLTAGE FACTOR 1.2 CONT. &1.9 FOR 8 HRS. | TAPE INSULATED | ACC. CLASS 0.5 | 2959 | 0 | 2959 | 2690 | 100VA 1.9F8Hr TAPE CL0.5 | 100 VA,1 PHASE PT'S | 0
GMPT1111 | G & M | POTENTIAL T/F | 100 VA,1 PHASE | VOLTAGE FACTOR 1.2 CONT. &1.9 FOR 8 HRS. | TAPE INSULATED | ACC. CLASS 1.0 | 2398 | 0 | 2398 | 2180 | 100VA 1.9F8Hr TAPE CL 1 | 100 VA,1 PHASE PT'S | 0
GMPT1112 | G & M | POTENTIAL T/F | 100 VA,1 PHASE | VOLTAGE FACTOR 1.2 CONT. &1.9 FOR 8 HRS. | TAPE INSULATED | ACC. CLASS 3.0 | 1595 | 0 | 1595 | 1450 | 100VA 1.9F8Hr TAPE CL 3 | 100 VA,1 PHASE PT'S | 0
GMPT1116 | G & M | POTENTIAL T/F | 100 VA,1 PHASE | VOLTAGE FACTOR 1.2 CONT. &1.9 FOR 8 HRS. | EPOXY CAST RESIN | ACC. CLASS 0.5 | 3806 | 0 | 3806 | 3460 | 100VA 1.9F8Hr EPCAST CL0.5 | 100 VA,1 PHASE PT'S | 0
GMPT1117 | G & M | POTENTIAL T/F | 100 VA,1 PHASE | VOLTAGE FACTOR 1.2 CONT. &1.9 FOR 8 HRS. | EPOXY CAST RESIN | ACC. CLASS 1.0 | 3014 | 0 | 3014 | 2740 | 100VA 1.9F8Hr EPCAST CL 1 | 100 VA,1 PHASE PT'S | 0
GMPT1118 | G & M | POTENTIAL T/F | 100 VA,1 PHASE | VOLTAGE FACTOR 1.2 CONT. &1.9 FOR 8 HRS. | EPOXY CAST RESIN | ACC. CLASS 3.0 | 2123 | 0 | 2123 | 1930 | 100VA 1.9F8Hr EPCAST CL 3 | 100 VA,1 PHASE PT'S | 0
GMPT1501 | G & M | POTENTIAL T/F | 15 VA,1 PHASE | VOLTAGE FACTOR 1.2 CONT. &1.5 FOR 30 SEC. | TAPE INSULATED | ACC. CLASS 0.5 | 1166 | 0 | 1166 | 1060 | 15 VA 1.5F30s TAPE CL0.5 | 15 VA,1 PHASE PT'S | 0
GMPT1502 | G & M | POTENTIAL T/F | 15 VA,1 PHASE | VOLTAGE FACTOR 1.2 CONT. &1.5 FOR 30 SEC. | TAPE INSULATED | ACC. CLASS 1.0 | 935 | 0 | 935 | 850 | 15 VA,1.5F30s TAPE CL 1 | 15 VA,1 PHASE PT'S | 0
GMPT1503 | G & M | POTENTIAL T/F | 15 VA,1 PHASE | VOLTAGE FACTOR 1.2 CONT. &1.5 FOR 30 SEC. | TAPE INSULATED | ACC. CLASS 3.0 | 594 | 0 | 594 | 540 | 15 VA,1.5F30s TAPE CL 3 | 15 VA,1 PHASE PT'S | 0
GMPT1507 | G & M | POTENTIAL T/F | 15 VA,1 PHASE | VOLTAGE FACTOR 1.2 CONT. &1.5 FOR 30 SEC. | EPOXY CAST RESIN | ACC. CLASS 0.5 | 1309 | 0 | 1309 | 1190 | 15 VA,1.5F30s EPCAST CL0.5 | 15 VA,1 PHASE PT'S | 0
GMPT1508 | G & M | POTENTIAL T/F | 15 VA,1 PHASE | VOLTAGE FACTOR 1.2 CONT. &1.5 FOR 30 SEC. | EPOXY CAST RESIN | ACC. CLASS 1.0 | 1056 | 0 | 1056 | 960 | 15 VA,1.5F30s EPCAST CL 1 | 15 VA,1 PHASE PT'S | 0
GMPT1509 | G & M | POTENTIAL T/F | 15 VA,1 PHASE | VOLTAGE FACTOR 1.2 CONT. &1.5 FOR 30 SEC. | EPOXY CAST RESIN | ACC. CLASS 3.0 | 682 | 0 | 682 | 620 | 15 VA,1.5F30s EPCAST CL 3 | 15 VA,1 PHASE PT'S | 0
GMPT1510 | G & M | POTENTIAL T/F | 15 VA,1 PHASE | VOLTAGE FACTOR 1.2 CONT. &1.9 FOR 8 HRS. | TAPE INSULATED | ACC. CLASS 0.5 | 1628 | 0 | 1628 | 1480 | 15 VA,1.9F8Hr TAPE CL0.5 | 15 VA,1 PHASE PT'S | 0
GMPT1511 | G & M | POTENTIAL T/F | 15 VA,1 PHASE | VOLTAGE FACTOR 1.2 CONT. &1.9 FOR 8 HRS. | TAPE INSULATED | ACC. CLASS 1.0 | 1309 | 0 | 1309 | 1190 | 15 VA,1.9F8Hr TAPE CL 1 | 15 VA,1 PHASE PT'S | 0
GMPT1512 | G & M | POTENTIAL T/F | 15 VA,1 PHASE | VOLTAGE FACTOR 1.2 CONT. &1.9 FOR 8 HRS. | TAPE INSULATED | ACC. CLASS 3.0 | 814 | 0 | 814 | 740 | 15 VA,1.9F8Hr TAPE CL 3 | 15 VA,1 PHASE PT'S | 0
GMPT1516 | G & M | POTENTIAL T/F | 15 VA,1 PHASE | VOLTAGE FACTOR 1.2 CONT. &1.9 FOR 8 HRS. | EPOXY CAST RESIN | ACC. CLASS 0.5 | 1848 | 0 | 1848 | 1680 | 15 VA,1.9F8Hr EPCAST CL0.5 | 15 VA,1 PHASE PT'S | 0
GMPT1517 | G & M | POTENTIAL T/F | 15 VA,1 PHASE | VOLTAGE FACTOR 1.2 CONT. &1.9 FOR 8 HRS. | EPOXY CAST RESIN | ACC. CLASS 1.0 | 1496 | 0 | 1496 | 1360 | 15 VA,1.9F8Hr EPCAST CL 1 | 15 VA,1 PHASE PT'S | 0
GMPT1518 | G & M | POTENTIAL T/F | 15 VA,1 PHASE | VOLTAGE FACTOR 1.2 CONT. &1.9 FOR 8 HRS. | EPOXY CAST RESIN | ACC. CLASS 3.0 | 935 | 0 | 935 | 850 | 15 VA,1.9F8Hr EPCAST CL 3 | 15 VA,1 PHASE PT'S | 0
GMPT2108 | G&M | POTENTIAL TRANSFORMER | 200 VA |  |  |  | 2200 | 0 | 2200 | 2000 | 200 VA POTENTIAL TRANSFORMER | SINGLE PHASE POTENTIAL TRANSFORMER | 0
GMPT5001 | G & M | POTENTIAL T/F | 50 VA,1 PHASE | VOLTAGE FACTOR 1.2 CONT. &1.5 FOR 30 SEC. | TAPE INSULATED | ACC. CLASS 0.5 | 1551 | 0 | 1551 | 1410 | 50 VA,1.5F30s TAPE CL0.5 | 50 VA,1 PHASE PT'S | 0
GMPT5002 | G & M | POTENTIAL T/F | 50 VA,1 PHASE | VOLTAGE FACTOR 1.2 CONT. &1.5 FOR 30 SEC. | TAPE INSULATED | ACC. CLASS 1.0 | 1111 | 0 | 1111 | 1010 | 50 VA,1.5F30s TAPE CL 1 | 50 VA,1 PHASE PT'S | 0
GMPT5003 | G & M | POTENTIAL T/F | 50 VA,1 PHASE | VOLTAGE FACTOR 1.2 CONT. &1.5 FOR 30 SEC. | TAPE INSULATED | ACC. CLASS 3.0 | 748 | 0 | 748 | 680 | 50 VA,1.5F30s TAPE CL 3 | 50 VA,1 PHASE PT'S | 0
GMPT5007 | G & M | POTENTIAL T/F | 50 VA,1 PHASE | VOLTAGE FACTOR 1.2 CONT. &1.5 FOR 30 SEC. | EPOXY CAST RESIN | ACC. CLASS 0.5 | 1738 | 0 | 1738 | 1580 | 50 VA,1.5F30s EPCAST CL0.5 | 50 VA,1 PHASE PT'S | 0
GMPT5008 | G & M | POTENTIAL T/F | 50 VA,1 PHASE | VOLTAGE FACTOR 1.2 CONT. &1.5 FOR 30 SEC. | EPOXY CAST RESIN | ACC. CLASS 1.0 | 1419 | 0 | 1419 | 1290 | 50 VA,1.5F30s EPCAST CL 1 | 50 VA,1 PHASE PT'S | 0
GMPT5009 | G & M | POTENTIAL T/F | 50 VA,1 PHASE | VOLTAGE FACTOR 1.2 CONT. &1.5 FOR 30 SEC. | EPOXY CAST RESIN | ACC. CLASS 3.0 | 946 | 0 | 946 | 860 | 50 VA,1.5F30s EPCAST CL 3 | 50 VA,1 PHASE PT'S | 0
GMPT5010 | G & M | POTENTIAL T/F | 50 VA,1 PHASE | VOLTAGE FACTOR 1.2 CONT. &1.9 FOR 8 HRS. | TAPE INSULATED | ACC. CLASS 0.5 | 2167 | 0 | 2167 | 1970 | 50 VA,1.9F8Hr TAPE CL0.5 | 50 VA,1 PHASE PT'S | 0
GMPT5011 | G & M | POTENTIAL T/F | 50 VA,1 PHASE | VOLTAGE FACTOR 1.2 CONT. &1.9 FOR 8 HRS. | TAPE INSULATED | ACC. CLASS 1.0 | 1518 | 0 | 1518 | 1380 | 50 VA,1.9F8Hr TAPE CL 1 | 50 VA,1 PHASE PT'S | 0
GMPT5012 | G & M | POTENTIAL T/F | 50 VA,1 PHASE | VOLTAGE FACTOR 1.2 CONT. &1.9 FOR 8 HRS. | TAPE INSULATED | ACC. CLASS 3.0 | 1045 | 0 | 1045 | 950 | 50 VA,1.9F8Hr TAPE CL 3 | 50 VA,1 PHASE PT'S | 0
GMPT5016 | G & M | POTENTIAL T/F | 50 VA,1 PHASE | VOLTAGE FACTOR 1.2 CONT. &1.9 FOR 8 HRS. | EPOXY CAST RESIN | ACC. CLASS 0.5 | 2464 | 0 | 2464 | 2240 | 50 VA,1.9F8Hr EPCAST CL0.5 | 50 VA,1 PHASE PT'S | 0
GMPT5017 | G & M | POTENTIAL T/F | 50 VA,1 PHASE | VOLTAGE FACTOR 1.2 CONT. &1.9 FOR 8 HRS. | EPOXY CAST RESIN | ACC. CLASS 1.0 | 2002 | 0 | 2002 | 1820 | 50 VA,1.9F8Hr EPCAST CL 1 | 50 VA,1 PHASE PT'S | 0
GMPT5018 | G & M | POTENTIAL T/F | 50 VA,1 PHASE | VOLTAGE FACTOR 1.2 CONT. &1.9 FOR 8 HRS. | EPOXY CAST RESIN | ACC. CLASS 3.0 | 1309 | 0 | 1309 | 1190 | 50 VA,1.9F8Hr EPCAST CL 3 | 50 VA,1 PHASE PT'S | 0
IMTM | IMP | TRI VECTOR METER |  |  |  |  | 5940 | 0 | 5940 | 5940 |  | TRI VECTOR METER | 0
INCM1101 | INDCOIL | CT FOR METERING | 100A | TAPE INSULATED, INS. CLASS A |  |  | 310 | 0 | 310 | 310 | 100A,TAPE CLASS A | CT FOR METERING | 0
INCM1102 | INDCOIL | CT FOR METERING | 100A | TAPE INSULATED, INS. CLASS B |  |  | 310 | 0 | 310 | 310 | 100A,TAPE CLASS B | CT FOR METERING | 0
INCM1103 | INDCOIL | CT FOR METERING | 100A | TAPE INSULATED, INS. CLASS E |  |  | 345 | 0 | 345 | 345 | 100A,TAPE CLASS E | CT FOR METERING | 0
INCM1104 | INDCOIL | CT FOR METERING | 100A | CAST RESIN |  |  | 525 | 0 | 525 | 525 | 100A,CAST RESIN | CT FOR METERING | 0
INCM1105 | INDCOIL | CT FOR METERING | 100A | EPOXY CAST RESIN |  |  | 635 | 0 | 635 | 635 | 100A EP.CAST RESIN | CT FOR METERING | 0
INCM1201 | INDCOIL | CT FOR METERING | 1000A | TAPE INSULATED, INS. CLASS A |  |  | 220 | 0 | 220 | 220 | 1000A,TAPE CL. A | CT FOR METERING | 0
INCM1202 | INDCOIL | CT FOR METERING | 1000A | TAPE INSULATED, INS. CLASS B |  |  | 220 | 0 | 220 | 220 | 1000A,TAPE CL. B | CT FOR METERING | 0
INCM1203 | INDCOIL | CT FOR METERING | 1000A | TAPE INSULATED, INS. CLASS E |  |  | 245 | 0 | 245 | 245 | 1000A,TAPE CL. E | CT FOR METERING | 0
INCM1204 | INDCOIL | CT FOR METERING | 1000A | CAST RESIN |  |  | 370 | 0 | 370 | 370 | 1000A,CAST RESIN | CT FOR METERING | 0
INCM1205 | INDCOIL | CT FOR METERING | 1000A | EPOXY CAST RESIN |  |  | 445 | 0 | 445 | 445 | 1000A EPOXY CAST | CT FOR METERING | 0
INCM1401 | INDCOIL | CT FOR METERING | 1250A | TAPE INSULATED, INS. CLASS A |  |  | 240 | 0 | 240 | 240 | 1250A,TAPE CL. A | CT FOR METERING | 0
INCM1402 | INDCOIL | CT FOR METERING | 1250A | TAPE INSULATED, INS. CLASS B |  |  | 240 | 0 | 240 | 240 | 1250A,TAPE CL. B | CT FOR METERING | 0
INCM1403 | INDCOIL | CT FOR METERING | 1250A | TAPE INSULATED, INS. CLASS E |  |  | 270 | 0 | 270 | 270 | 1250A,TAPE CL. E | CT FOR METERING | 0
INCM1404 | INDCOIL | CT FOR METERING | 1250A | CAST RESIN |  |  | 400 | 0 | 400 | 400 | 1250A,CAST RESIN | CT FOR METERING | 0
INCM1405 | INDCOIL | CT FOR METERING | 1250A | EPOXY CAST RESIN |  |  | 485 | 0 | 485 | 485 | 1250A EPOXY CAST | CT FOR METERING | 0
INCM1601 | INDCOIL | CT FOR METERING | 150A | TAPE INSULATED, INS. CLASS A |  |  | 210 | 0 | 210 | 210 | 150A,TAPE CL. A | CT FOR METERING | 0
INCM1602 | INDCOIL | CT FOR METERING | 150A | TAPE INSULATED, INS. CLASS B |  |  | 210 | 0 | 210 | 210 | 150A,TAPE CL. B | CT FOR METERING | 0
INCM1603 | INDCOIL | CT FOR METERING | 150A | TAPE INSULATED, INS. CLASS E |  |  | 345 | 0 | 345 | 345 | 150A,TAPE CL. E | CT FOR METERING | 0
INCM1604 | INDCOIL | CT FOR METERING | 150A | CAST RESIN |  |  | 525 | 0 | 525 | 525 | 150A,CAST RESIN | CT FOR METERING | 0
INCM1605 | INDCOIL | CT FOR METERING | 150A | EPOXY CAST RESIN |  |  | 425 | 0 | 425 | 425 | 150A EPOXY CAST | CT FOR METERING | 0
INCM1801 | INDCOIL | CT FOR METERING | 1600A | TAPE INSULATED, INS. CLASS A |  |  | 250 | 0 | 250 | 250 | 1600A,TAPE CL. A | CT FOR METERING | 0
INCM1802 | INDCOIL | CT FOR METERING | 1600A | TAPE INSULATED, INS. CLASS B |  |  | 250 | 0 | 250 | 250 | 1600A,TAPE CL. B | CT FOR METERING | 0
INCM1803 | INDCOIL | CT FOR METERING | 1600A | TAPE INSULATED, INS. CLASS E |  |  | 280 | 0 | 280 | 280 | 1600A,TAPE CL. E | CT FOR METERING | 0
INCM1804 | INDCOIL | CT FOR METERING | 1600A | CAST RESIN |  |  | 415 | 0 | 415 | 415 | 1600A,CAST RESIN | CT FOR METERING | 0
INCM1805 | INDCOIL | CT FOR METERING | 1600A | EPOXY CAST RESIN |  |  | 505 | 0 | 505 | 505 | 1600A EPOXY CAST | CT FOR METERING | 0
INCM2101 | INDCOIL | CT FOR METERING | 200A | TAPE INSULATED, INS. CLASS A |  |  | 155 | 0 | 155 | 155 | 200A,TAPE CL. A | CT FOR METERING | 0
INCM2102 | INDCOIL | CT FOR METERING | 200A | TAPE INSULATED, INS. CLASS B |  |  | 155 | 0 | 155 | 155 | 200A,TAPE CL. B | CT FOR METERING | 0
INCM2103 | INDCOIL | CT FOR METERING | 200A | TAPE INSULATED, INS. CLASS E |  |  | 175 | 0 | 175 | 175 | 200ATAPE CL. E | CT FOR METERING | 0
INCM2104 | INDCOIL | CT FOR METERING | 200A | CAST RESIN |  |  | 260 | 0 | 260 | 260 | 200A,CAST RESIN | CT FOR METERING | 0
INCM2105 | INDCOIL | CT FOR METERING | 200A | EPOXY CAST RESIN |  |  | 320 | 0 | 320 | 320 | 200A EPOXY CAST | CT FOR METERING | 0
INCM2201 | INDCOIL | CT FOR METERING | 2000A | TAPE INSULATED, INS. CLASS A |  |  | 280 | 0 | 280 | 280 | 2000A,TAPE CL. A | CT FOR METERING | 0
INCM2202 | INDCOIL | CT FOR METERING | 2000A | TAPE INSULATED, INS. CLASS B |  |  | 280 | 0 | 280 | 280 | 2000A,TAPE CL. B | CT FOR METERING | 0
INCM2203 | INDCOIL | CT FOR METERING | 2000A | TAPE INSULATED, INS. CLASS E |  |  | 310 | 0 | 310 | 310 | 2000A,TAPE CL. E | CT FOR METERING | 0
INCM2204 | INDCOIL | CT FOR METERING | 2000A | CAST RESIN |  |  | 475 | 0 | 475 | 475 | 2000A,CAST RESIN | CT FOR METERING | 0
INCM2205 | INDCOIL | CT FOR METERING | 2000A | EPOXY CAST RESIN |  |  | 575 | 0 | 575 | 575 | 2000A EPOXY CAST | CT FOR METERING | 0
INCM2601 | INDCOIL | CT FOR METERING | 250A | TAPE INSULATED, INS. CLASS A |  |  | 155 | 0 | 155 | 155 | 250A,TAPE CL. A | CT FOR METERING | 0
INCM2602 | INDCOIL | CT FOR METERING | 250A | TAPE INSULATED, INS. CLASS B |  |  | 155 | 0 | 155 | 155 | 250A,TAPE CL. B | CT FOR METERING | 0
INCM2603 | INDCOIL | CT FOR METERING | 250A | TAPE INSULATED, INS. CLASS E |  |  | 175 | 0 | 175 | 175 | 250A,TAPE CL. E | CT FOR METERING | 0
INCM2604 | INDCOIL | CT FOR METERING | 250A | CAST RESIN |  |  | 260 | 0 | 260 | 260 | 250A,CAST RESIN | CT FOR METERING | 0
INCM2605 | INDCOIL | CT FOR METERING | 250A | EPOXY CAST RESIN |  |  | 320 | 0 | 320 | 320 | 250A EPOXY CAST | CT FOR METERING | 0
INCM2701 | INDCOIL | CT FOR METERING | 2500A | TAPE INSULATED, INS. CLASS A |  |  | 345 | 0 | 345 | 345 | 2500A,TAPE CL. A | CT FOR METERING | 0
INCM2702 | INDCOIL | CT FOR METERING | 2500A | TAPE INSULATED, INS. CLASS B |  |  | 345 | 0 | 345 | 345 | 2500A,TAPE CL. B | CT FOR METERING | 0
INCM2703 | INDCOIL | CT FOR METERING | 2500A | TAPE INSULATED, INS. CLASS E |  |  | 385 | 0 | 385 | 385 | 2500A,TAPE CL. E | CT FOR METERING | 0
INCM2704 | INDCOIL | CT FOR METERING | 2500A | CAST RESIN |  |  | 580 | 0 | 580 | 580 | 2500A,CAST RESIN | CT FOR METERING | 0
INCM2705 | INDCOIL | CT FOR METERING | 2500A | EPOXY CAST RESIN |  |  | 720 | 0 | 720 | 720 | 2500A EPOXY CAST | CT FOR METERING | 0
INCM3101 | INDCOIL | CT FOR METERING | 300A | TAPE INSULATED, INS. CLASS A |  |  | 165 | 0 | 165 | 165 | 300A,TAPE CL. A | CT FOR METERING | 0
INCM3102 | INDCOIL | CT FOR METERING | 300A | TAPE INSULATED, INS. CLASS B |  |  | 165 | 0 | 165 | 165 | 300A,TAPE CL. B | CT FOR METERING | 0
INCM3103 | INDCOIL | CT FOR METERING | 300A | TAPE INSULATED, INS. CLASS E |  |  | 185 | 0 | 185 | 185 | 300A,TAPE CL. E | CT FOR METERING | 0
INCM3104 | INDCOIL | CT FOR METERING | 300A | CAST RESIN |  |  | 280 | 0 | 280 | 280 | 300A,CAST RESIN | CT FOR METERING | 0
INCM3105 | INDCOIL | CT FOR METERING | 300A | EPOXY CAST RESIN |  |  | 340 | 0 | 340 | 340 | 300A EPOXY CAST | CT FOR METERING | 0
INCM3401 | INDCOIL | CT FOR METERING | 3200A | TAPE INSULATED, INS. CLASS A |  |  | 380 | 0 | 380 | 380 | 3200A,TAPE CL. A | CT FOR METERING | 0
INCM3402 | INDCOIL | CT FOR METERING | 3200A | TAPE INSULATED, INS. CLASS B |  |  | 380 | 0 | 380 | 380 | 3200A,TAPE CL. B | CT FOR METERING | 0
INCM3403 | INDCOIL | CT FOR METERING | 3200A | TAPE INSULATED, INS. CLASS E |  |  | 380 | 0 | 380 | 380 | 3200A,TAPE CL. E | CT FOR METERING | 0
INCM3404 | INDCOIL | CT FOR METERING | 3200A | CAST RESIN |  |  | 570 | 0 | 570 | 570 | 3200A,CAST RESIN | CT FOR METERING | 0
INCM3405 | INDCOIL | CT FOR METERING | 3200A | EPOXY CAST RESIN |  |  | 770 | 0 | 770 | 770 | 3200A EPOXY CAST | CT FOR METERING | 0
INCM4101 | INDCOIL | CT FOR METERING | 400A | TAPE INSULATED, INS. CLASS A |  |  | 165 | 0 | 165 | 165 | 400A,TAPE CL. A | CT FOR METERING | 0
INCM4102 | INDCOIL | CT FOR METERING | 400A | TAPE INSULATED, INS. CLASS B |  |  | 165 | 0 | 165 | 165 | 400A,TAPE CL. B | CT FOR METERING | 0
INCM4103 | INDCOIL | CT FOR METERING | 400A | TAPE INSULATED, INS. CLASS E |  |  | 285 | 0 | 285 | 285 | 400A,TAPE CL. E | CT FOR METERING | 0
INCM4104 | INDCOIL | CT FOR METERING | 400A | CAST RESIN |  |  | 280 | 0 | 280 | 280 | 400A,CAST RESIN | CT FOR METERING | 0
INCM4105 | INDCOIL | CT FOR METERING | 400A | EPOXY CAST RESIN |  |  | 340 | 0 | 340 | 340 | 400A EPOXY CAST | CT FOR METERING | 0
INCM5101 | INDCOIL | CT FOR METERING | 500A | TAPE INSULATED, INS. CLASS A |  |  | 180 | 0 | 180 | 180 | 500A,TAPE CL. A | CT FOR METERING | 0
INCM5102 | INDCOIL | CT FOR METERING | 500A | TAPE INSULATED, INS. CLASS B |  |  | 180 | 0 | 180 | 180 | 500A,TAPE CL. B | CT FOR METERING | 0
INCM5103 | INDCOIL | CT FOR METERING | 500A | TAPE INSULATED, INS. CLASS E |  |  | 200 | 0 | 200 | 200 | 500A,TAPE CL. E | CT FOR METERING | 0
INCM5104 | INDCOIL | CT FOR METERING | 500A | CAST RESIN |  |  | 300 | 0 | 300 | 300 | 500A,CAST RESIN | CT FOR METERING | 0
INCM5105 | INDCOIL | CT FOR METERING | 500A | EPOXY CAST RESIN |  |  | 365 | 0 | 365 | 365 | 500A EPOXY CAST | CT FOR METERING | 0
INCM6101 | INDCOIL | CT FOR METERING | 600A | TAPE INSULATED, INS. CLASS A |  |  | 190 | 0 | 190 | 190 | 600A,TAPE CL. A | CT FOR METERING | 0
INCM6102 | INDCOIL | CT FOR METERING | 600A | TAPE INSULATED, INS. CLASS B |  |  | 190 | 0 | 190 | 190 | 600A,TAPE CL. B | CT FOR METERING | 0
INCM6103 | INDCOIL | CT FOR METERING | 600A | TAPE INSULATED, INS. CLASS E |  |  | 210 | 0 | 210 | 210 | 600A,TAPE CL. E | CT FOR METERING | 0
INCM6104 | INDCOIL | CT FOR METERING | 600A | CAST RESIN |  |  | 315 | 0 | 315 | 315 | 600A,CAST RESIN | CT FOR METERING | 0
INCM6105 | INDCOIL | CT FOR METERING | 600A | EPOXY CAST RESIN |  |  | 385 | 0 | 385 | 385 | 600A EPOXY CAST | CT FOR METERING | 0
INCM7501 | INDCOIL | CT FOR METERING | 75A | TAPE INSULATED, INS. CLASS A |  |  | 270 | 0 | 270 | 270 | 75A,TAPE CL. A | CT FOR METERING | 0
INCM7502 | INDCOIL | CT FOR METERING | 75A | TAPE INSULATED, INS. CLASS B |  |  | 270 | 0 | 270 | 270 | 75A,TAPE CL. B | CT FOR METERING | 0
INCM7503 | INDCOIL | CT FOR METERING | 75A | TAPE INSULATED, INS. CLASS E |  |  | 345 | 0 | 345 | 345 | 75A,TAPE CL. E | CT FOR METERING | 0
INCM7504 | INDCOIL | CT FOR METERING | 75A | CAST RESIN |  |  | 525 | 0 | 525 | 525 | 75A,CAST RESIN | CT FOR METERING | 0
INCM7505 | INDCOIL | CT FOR METERING | 75A | EPOXY CAST RESIN |  |  | 555 | 0 | 555 | 555 | 75A EPOXY CAST | CT FOR METERING | 0
INCM8101 | INDCOIL | CT FOR METERING | 800A | TAPE INSULATED, INS. CLASS A |  |  | 200 | 0 | 200 | 200 | 800A,TAPE CL. A | CT FOR METERING | 0
INCM8102 | INDCOIL | CT FOR METERING | 800A | TAPE INSULATED, INS. CLASS B |  |  | 200 | 0 | 200 | 200 | 800A,TAPE CL. B | CT FOR METERING | 0
INCM8103 | INDCOIL | CT FOR METERING | 800A | TAPE INSULATED, INS. CLASS E |  |  | 225 | 0 | 225 | 225 | 800A,TAPE CL. E | CT FOR METERING | 0
INCM8104 | INDCOIL | CT FOR METERING | 800A | CAST RESIN |  |  | 335 | 0 | 335 | 335 | 800A,CAST RESIN | CT FOR METERING | 0
INCM8105 | INDCOIL | CT FOR METERING | 800A | EPOXY CAST RESIN |  |  | 405 | 0 | 405 | 405 | 800A EPOXY CAST | CT FOR METERING | 0
INCP1101 | INDCOIL | CT FOR PROTECTION | 100A | 5P10, TAPE INSULATED, INS. CLASS A |  |  | 820 | 0 | 820 | 820 | 100A 5P10,TAPE CL.A | CT FOR PROTECTION | 0
INCP1102 | INDCOIL | CT FOR PROTECTION | 100A | 5P10, TAPE INSULATED, INS. CLASS B |  |  | 820 | 0 | 820 | 820 | 100A 5P10,TAPE CL.B | CT FOR PROTECTION | 0
INCP1103 | INDCOIL | CT FOR PROTECTION | 100A | 5P10, TAPE INSULATED, INS. CLASS E |  |  | 990 | 0 | 990 | 990 | 100A 5P10,TAPE CL.E | CT FOR PROTECTION | 0
INCP1104 | INDCOIL | CT FOR PROTECTION | 100A | 5P10, CAST RESIN |  |  | 1355 | 0 | 1355 | 1355 | 100A 5P10,CAST RESIN | CT FOR PROTECTION | 0
INCP1105 | INDCOIL | CT FOR PROTECTION | 100A | 5P10, CAST RESIN |  |  | 1660 | 0 | 1660 | 1660 | 100A 5P10,EP CAST | CT FOR PROTECTION | 0
INCP1106 | INDCOIL | CT FOR PROTECTION | 100A | 5P15, TAPE INSULATED, INS. CLASS A |  |  | 1230 | 0 | 1230 | 1230 | 100A 5P15,TAPE CL.A | CT FOR PROTECTION | 0
INCP1107 | INDCOIL | CT FOR PROTECTION | 100A | 5P15, TAPE INSULATED, INS. CLASS B |  |  | 1230 | 0 | 1230 | 1230 | 100A 5P15,TAPE CL.B | CT FOR PROTECTION | 0
INCP1108 | INDCOIL | CT FOR PROTECTION | 100A | 5P15, TAPE INSULATED, INS. CLASS E |  |  | 1230 | 0 | 1230 | 1230 | 100A 5P15,TAPE CL.E | CT FOR PROTECTION | 0
INCP1109 | INDCOIL | CT FOR PROTECTION | 100A | 5P15, CAST RESIN |  |  | 1845 | 0 | 1845 | 1845 | 100A 5P15,CAST RESIN | CT FOR PROTECTION | 0
INCP1110 | INDCOIL | CT FOR PROTECTION | 100A | 5P15, CAST RESIN |  |  | 2490 | 0 | 2490 | 2490 | 100A 5P15,EP CAST | CT FOR PROTECTION | 0
INCP1111 | INDCOIL | CT FOR PROTECTION | 100A | 5P20, TAPE INSULATED, INS. CLASS A |  |  | 1640 | 0 | 1640 | 1640 | 100A 5P20,TAPE CL.A | CT FOR PROTECTION | 0
INCP1112 | INDCOIL | CT FOR PROTECTION | 100A | 5P20, TAPE INSULATED, INS. CLASS B |  |  | 1640 | 0 | 1640 | 1640 | 100A 5P20,TAPE CL.B | CT FOR PROTECTION | 0
INCP1113 | INDCOIL | CT FOR PROTECTION | 100A | 5P20, TAPE INSULATED, INS. CLASS E |  |  | 1640 | 0 | 1640 | 1640 | 100A 5P20,TAPE CL.E | CT FOR PROTECTION | 0
INCP1114 | INDCOIL | CT FOR PROTECTION | 100A | 5P20, CAST RESIN |  |  | 2460 | 0 | 2460 | 2460 | 100A 5P20,CAST RESIN | CT FOR PROTECTION | 0
INCP1115 | INDCOIL | CT FOR PROTECTION | 100A | 5P20, CAST RESIN |  |  | 3320 | 0 | 3320 | 3320 | 100A 5P20,EP CAST | CT FOR PROTECTION | 0
INCP1116 | INDCOIL | CT FOR PROTECTION | 100A | 10P10, TAPE INSULATED, INS. CLASS A |  |  | 820 | 0 | 820 | 820 | 100A 10P10,TAPE CL.A | CT FOR PROTECTION | 0
INCP1117 | INDCOIL | CT FOR PROTECTION | 100A | 10P10, TAPE INSULATED, INS. CLASS B |  |  | 820 | 0 | 820 | 820 | 100A 10P10,TAPE CL.B | CT FOR PROTECTION | 0
INCP1118 | INDCOIL | CT FOR PROTECTION | 100A | 10P10, TAPE INSULATED, INS. CLASS E |  |  | 820 | 0 | 820 | 820 | 100A 10P10,TAPE CL.E | CT FOR PROTECTION | 0
INCP1119 | INDCOIL | CT FOR PROTECTION | 100A | 10P10, CAST RESIN |  |  | 1230 | 0 | 1230 | 1230 | 100A 10P10,CAST RESIN | CT FOR PROTECTION | 0
INCP1120 | INDCOIL | CT FOR PROTECTION | 100A | 10P10, CAST RESIN |  |  | 1660 | 0 | 1660 | 1660 | 100A 10P10,EP CAST | CT FOR PROTECTION | 0
INCP1121 | INDCOIL | CT FOR PROTECTION | 100A | 10P20, TAPE INSULATED, INS. CLASS A |  |  | 1640 | 0 | 1640 | 1640 | 100A 10P20,TAPE CL.A | CT FOR PROTECTION | 0
INCP1122 | INDCOIL | CT FOR PROTECTION | 100A | 10P20, TAPE INSULATED, INS. CLASS B |  |  | 1640 | 0 | 1640 | 1640 | 100A 10P20,TAPE CL.B | CT FOR PROTECTION | 0
INCP1123 | INDCOIL | CT FOR PROTECTION | 100A | 10P20, TAPE INSULATED, INS. CLASS E |  |  | 1640 | 0 | 1640 | 1640 | 100A 10P20,TAPE CL.E | CT FOR PROTECTION | 0
INCP1124 | INDCOIL | CT FOR PROTECTION | 100A | 10P20, CAST RESIN |  |  | 2460 | 0 | 2460 | 2460 | 100A 10P20,CAST RESIN | CT FOR PROTECTION | 0
INCP1125 | INDCOIL | CT FOR PROTECTION | 100A | 10P20, CAST RESIN |  |  | 3320 | 0 | 3320 | 3320 | 100A 10P20,EP CAST | CT FOR PROTECTION | 0
INCP1201 | INDCOIL | CT FOR PROTECTION | 1000A | 5P10, TAPE INSULATED, INS. CLASS A |  |  | 435 | 0 | 435 | 435 | 1000A 5P10,TAPE CL.A | CT FOR PROTECTION | 0
INCP1202 | INDCOIL | CT FOR PROTECTION | 1000A | 5P10, TAPE INSULATED, INS. CLASS B |  |  | 435 | 0 | 435 | 435 | 1000A 5P10,TAPE CL.B | CT FOR PROTECTION | 0
INCP1203 | INDCOIL | CT FOR PROTECTION | 1000A | 5P10, TAPE INSULATED, INS. CLASS E |  |  | 480 | 0 | 480 | 480 | 1000A 5P10,TAPE CL.E | CT FOR PROTECTION | 0
INCP1204 | INDCOIL | CT FOR PROTECTION | 1000A | 5P10, CAST RESIN |  |  | 715 | 0 | 715 | 715 | 1000A 5P10,CAST RESIN | CT FOR PROTECTION | 0
INCP1205 | INDCOIL | CT FOR PROTECTION | 1000A | 5P10, CAST RESIN |  |  | 880 | 0 | 880 | 880 | 1000A 5P10,EP CAST | CT FOR PROTECTION | 0
INCP1206 | INDCOIL | CT FOR PROTECTION | 1000A | 5P15, TAPE INSULATED, INS. CLASS A |  |  | 655 | 0 | 655 | 655 | 1000A 5P15,TAPE CL.A | CT FOR PROTECTION | 0
INCP1207 | INDCOIL | CT FOR PROTECTION | 1000A | 5P15, TAPE INSULATED, INS. CLASS B |  |  | 655 | 0 | 655 | 655 | 1000A 5P15,TAPE CL.B | CT FOR PROTECTION | 0
INCP1208 | INDCOIL | CT FOR PROTECTION | 1000A | 5P15, TAPE INSULATED, INS. CLASS E |  |  | 655 | 0 | 655 | 655 | 1000A 5P15,TAPE CL.E | CT FOR PROTECTION | 0
INCP1209 | INDCOIL | CT FOR PROTECTION | 1000A | 5P15, CAST RESIN |  |  | 975 | 0 | 975 | 975 | 1000A 5P15,CAST RESIN | CT FOR PROTECTION | 0
INCP1210 | INDCOIL | CT FOR PROTECTION | 1000A | 5P15, CAST RESIN |  |  | 1320 | 0 | 1320 | 1320 | 1000A 5P15,EP CAST | CT FOR PROTECTION | 0
INCP1211 | INDCOIL | CT FOR PROTECTION | 1000A | 5P20, TAPE INSULATED, INS. CLASS A |  |  | 870 | 0 | 870 | 870 | 1000A 5P20,TAPE CL.A | CT FOR PROTECTION | 0
INCP1212 | INDCOIL | CT FOR PROTECTION | 1000A | 5P20, TAPE INSULATED, INS. CLASS B |  |  | 870 | 0 | 870 | 870 | 1000A 5P20,TAPE CL.B | CT FOR PROTECTION | 0
INCP1213 | INDCOIL | CT FOR PROTECTION | 1000A | 5P20, TAPE INSULATED, INS. CLASS E |  |  | 870 | 0 | 870 | 870 | 1000A 5P20,TAPE CL.E | CT FOR PROTECTION | 0
INCP1214 | INDCOIL | CT FOR PROTECTION | 1000A | 5P20, CAST RESIN |  |  | 1300 | 0 | 1300 | 1300 | 1000A 5P20,CAST RESIN | CT FOR PROTECTION | 0
INCP1215 | INDCOIL | CT FOR PROTECTION | 1000A | 5P20, CAST RESIN |  |  | 1760 | 0 | 1760 | 1760 | 1000A 5P20,EP CAST | CT FOR PROTECTION | 0
INCP1216 | INDCOIL | CT FOR PROTECTION | 1000A | 10P10, TAPE INSULATED, INS. CLASS A |  |  | 435 | 0 | 435 | 435 | 1000A 10P10,TAPE CL.A | CT FOR PROTECTION | 0
INCP1217 | INDCOIL | CT FOR PROTECTION | 1000A | 10P10, TAPE INSULATED, INS. CLASS B |  |  | 435 | 0 | 435 | 435 | 1000A 10P10,TAPE CL.B | CT FOR PROTECTION | 0
INCP1218 | INDCOIL | CT FOR PROTECTION | 1000A | 10P10, TAPE INSULATED, INS. CLASS E |  |  | 435 | 0 | 435 | 435 | 1000A 10P10,TAPE CL.E | CT FOR PROTECTION | 0
INCP1219 | INDCOIL | CT FOR PROTECTION | 1000A | 10P10, CAST RESIN |  |  | 650 | 0 | 650 | 650 | 1000A 10P10,CAST RESIN | CT FOR PROTECTION | 0
INCP1220 | INDCOIL | CT FOR PROTECTION | 1000A | 10P10, CAST RESIN |  |  | 880 | 0 | 880 | 880 | 1000A 10P10,EP CAST | CT FOR PROTECTION | 0
INCP1221 | INDCOIL | CT FOR PROTECTION | 1000A | 10P20, TAPE INSULATED, INS. CLASS A |  |  | 870 | 0 | 870 | 870 | 1000A 10P20,TAPE CL.A | CT FOR PROTECTION | 0
INCP1222 | INDCOIL | CT FOR PROTECTION | 1000A | 10P20, TAPE INSULATED, INS. CLASS B |  |  | 870 | 0 | 870 | 870 | 1000A 10P20,TAPE CL.B | CT FOR PROTECTION | 0
INCP1223 | INDCOIL | CT FOR PROTECTION | 1000A | 10P20, TAPE INSULATED, INS. CLASS E |  |  | 870 | 0 | 870 | 870 | 1000A 10P20,TAPE CL.E | CT FOR PROTECTION | 0
INCP1224 | INDCOIL | CT FOR PROTECTION | 1000A | 10P20, CAST RESIN |  |  | 1300 | 0 | 1300 | 1300 | 1000A 10P20,CAST RESIN | CT FOR PROTECTION | 0
INCP1225 | INDCOIL | CT FOR PROTECTION | 1000A | 10P20, CAST RESIN |  |  | 1760 | 0 | 1760 | 1760 | 1000A 10P20,EP CAST | CT FOR PROTECTION | 0
INCP1401 | INDCOIL | CT FOR PROTECTION | 1250A | 5P10, TAPE INSULATED, INS. CLASS A |  |  | 435 | 0 | 435 | 435 | 1250A 5P10,TAPE CL.A | CT FOR PROTECTION | 0
INCP1402 | INDCOIL | CT FOR PROTECTION | 1250A | 5P10, TAPE INSULATED, INS. CLASS B |  |  | 435 | 0 | 435 | 435 | 1250A 5P10,TAPE CL.B | CT FOR PROTECTION | 0
INCP1403 | INDCOIL | CT FOR PROTECTION | 1250A | 5P10, TAPE INSULATED, INS. CLASS E |  |  | 480 | 0 | 480 | 480 | 1250A 5P10,TAPE CL.E | CT FOR PROTECTION | 0
INCP1404 | INDCOIL | CT FOR PROTECTION | 1250A | 5P10, CAST RESIN |  |  | 750 | 0 | 750 | 750 | 1250A 5P10,CAST RESIN | CT FOR PROTECTION | 0
INCP1405 | INDCOIL | CT FOR PROTECTION | 1250A | 5P10, CAST RESIN |  |  | 880 | 0 | 880 | 880 | 1250A 5P10,EP CAST | CT FOR PROTECTION | 0
INCP1406 | INDCOIL | CT FOR PROTECTION | 1250A | 5P15, TAPE INSULATED, INS. CLASS A |  |  | 655 | 0 | 655 | 655 | 1250A 5P15,TAPE CL.A | CT FOR PROTECTION | 0
INCP1407 | INDCOIL | CT FOR PROTECTION | 1250A | 5P15, TAPE INSULATED, INS. CLASS B |  |  | 655 | 0 | 655 | 655 | 1250A 5P15,TAPE CL.B | CT FOR PROTECTION | 0
INCP1408 | INDCOIL | CT FOR PROTECTION | 1250A | 5P15, TAPE INSULATED, INS. CLASS E |  |  | 655 | 0 | 655 | 655 | 1250A 5P15,TAPE CL.E | CT FOR PROTECTION | 0
INCP1409 | INDCOIL | CT FOR PROTECTION | 1250A | 5P15, CAST RESIN |  |  | 975 | 0 | 975 | 975 | 1250A 5P15,CAST RESIN | CT FOR PROTECTION | 0
INCP1410 | INDCOIL | CT FOR PROTECTION | 1250A | 5P15, CAST RESIN |  |  | 1320 | 0 | 1320 | 1320 | 1250A 5P15,EP CAST | CT FOR PROTECTION | 0
INCP1411 | INDCOIL | CT FOR PROTECTION | 1250A | 5P20, TAPE INSULATED, INS. CLASS A |  |  | 870 | 0 | 870 | 870 | 1250A 5P20,TAPE CL.A | CT FOR PROTECTION | 0
INCP1412 | INDCOIL | CT FOR PROTECTION | 1250A | 5P20, TAPE INSULATED, INS. CLASS B |  |  | 870 | 0 | 870 | 870 | 1250A 5P20,TAPE CL.B | CT FOR PROTECTION | 0
INCP1413 | INDCOIL | CT FOR PROTECTION | 1250A | 5P20, TAPE INSULATED, INS. CLASS E |  |  | 870 | 0 | 870 | 870 | 1250A 5P20,TAPE CL.E | CT FOR PROTECTION | 0
INCP1414 | INDCOIL | CT FOR PROTECTION | 1250A | 5P20, CAST RESIN |  |  | 1300 | 0 | 1300 | 1300 | 1250A 5P20,CAST RESIN | CT FOR PROTECTION | 0
INCP1415 | INDCOIL | CT FOR PROTECTION | 1250A | 5P20, CAST RESIN |  |  | 1760 | 0 | 1760 | 1760 | 1250A 5P20,EP CAST | CT FOR PROTECTION | 0
INCP1416 | INDCOIL | CT FOR PROTECTION | 1250A | 10P10, TAPE INSULATED, INS. CLASS A |  |  | 435 | 0 | 435 | 435 | 1250A 10P10,TAPE CL.A | CT FOR PROTECTION | 0
INCP1417 | INDCOIL | CT FOR PROTECTION | 1250A | 10P10, TAPE INSULATED, INS. CLASS B |  |  | 435 | 0 | 435 | 435 | 1250A 10P10,TAPE CL.B | CT FOR PROTECTION | 0
INCP1418 | INDCOIL | CT FOR PROTECTION | 1250A | 10P10, TAPE INSULATED, INS. CLASS E |  |  | 435 | 0 | 435 | 435 | 1250A 10P10,TAPE CL.E | CT FOR PROTECTION | 0
INCP1419 | INDCOIL | CT FOR PROTECTION | 1250A | 10P10, CAST RESIN |  |  | 650 | 0 | 650 | 650 | 1250A 10P10,CAST RESIN | CT FOR PROTECTION | 0
INCP1420 | INDCOIL | CT FOR PROTECTION | 1250A | 10P10, CAST RESIN |  |  | 880 | 0 | 880 | 880 | 1250A 10P10,EP CAST | CT FOR PROTECTION | 0
INCP1421 | INDCOIL | CT FOR PROTECTION | 1250A | 10P20, TAPE INSULATED, INS. CLASS A |  |  | 870 | 0 | 870 | 870 | 1250A 10P20,TAPE CL.A | CT FOR PROTECTION | 0
INCP1422 | INDCOIL | CT FOR PROTECTION | 1250A | 10P20, TAPE INSULATED, INS. CLASS B |  |  | 870 | 0 | 870 | 870 | 1250A 10P20,TAPE CL.B | CT FOR PROTECTION | 0
INCP1423 | INDCOIL | CT FOR PROTECTION | 1250A | 10P20, TAPE INSULATED, INS. CLASS E |  |  | 870 | 0 | 870 | 870 | 1250A 10P20,TAPE CL.E | CT FOR PROTECTION | 0
INCP1424 | INDCOIL | CT FOR PROTECTION | 1250A | 10P20, CAST RESIN |  |  | 1300 | 0 | 1300 | 1300 | 1250A 10P20,CAST RESIN | CT FOR PROTECTION | 0
INCP1425 | INDCOIL | CT FOR PROTECTION | 1250A | 10P20, CAST RESIN |  |  | 1760 | 0 | 1760 | 1760 | 1250A 10P20,EP CAST | CT FOR PROTECTION | 0
INCP1601 | INDCOIL | CT FOR PROTECTION | 150A | 5P10, TAPE INSULATED, INS. CLASS A |  |  | 905 | 0 | 905 | 905 | 150A 5P10,TAPE CL.A | CT FOR PROTECTION | 0
INCP1602 | INDCOIL | CT FOR PROTECTION | 150A | 5P10, TAPE INSULATED, INS. CLASS B |  |  | 905 | 0 | 905 | 905 | 150A 5P10,TAPE CL.B | CT FOR PROTECTION | 0
INCP1603 | INDCOIL | CT FOR PROTECTION | 150A | 5P10, TAPE INSULATED, INS. CLASS E |  |  | 995 | 0 | 995 | 995 | 150A 5P10,TAPE CL.E | CT FOR PROTECTION | 0
INCP1604 | INDCOIL | CT FOR PROTECTION | 150A | 5P10, CAST RESIN |  |  | 1495 | 0 | 1495 | 1495 | 150A 5P10,CAST RESIN | CT FOR PROTECTION | 0
INCP1605 | INDCOIL | CT FOR PROTECTION | 150A | 5P10, CAST RESIN |  |  | 1835 | 0 | 1835 | 1835 | 150A 5P10,EP CAST | CT FOR PROTECTION | 0
INCP1606 | INDCOIL | CT FOR PROTECTION | 150A | 5P15, TAPE INSULATED, INS. CLASS A |  |  | 1360 | 0 | 1360 | 1360 | 150A 5P15,TAPE CL.A | CT FOR PROTECTION | 0
INCP1607 | INDCOIL | CT FOR PROTECTION | 150A | 5P15, TAPE INSULATED, INS. CLASS B |  |  | 1360 | 0 | 1360 | 1360 | 150A 5P15,TAPE CL.B | CT FOR PROTECTION | 0
INCP1608 | INDCOIL | CT FOR PROTECTION | 150A | 5P15, TAPE INSULATED, INS. CLASS E |  |  | 1360 | 0 | 1360 | 1360 | 150A 5P15,TAPE CL.E | CT FOR PROTECTION | 0
INCP1609 | INDCOIL | CT FOR PROTECTION | 150A | 5P15, CAST RESIN |  |  | 2040 | 0 | 2040 | 2040 | 150A 5P15,CAST RESIN | CT FOR PROTECTION | 0
INCP1610 | INDCOIL | CT FOR PROTECTION | 150A | 5P15, CAST RESIN |  |  | 2755 | 0 | 2755 | 2755 | 150A 5P15,EP CAST | CT FOR PROTECTION | 0
INCP1611 | INDCOIL | CT FOR PROTECTION | 150A | 5P20, TAPE INSULATED, INS. CLASS A |  |  | 1810 | 0 | 1810 | 1810 | 150A 5P20,TAPE CL.A | CT FOR PROTECTION | 0
INCP1612 | INDCOIL | CT FOR PROTECTION | 150A | 5P20, TAPE INSULATED, INS. CLASS B |  |  | 1810 | 0 | 1810 | 1810 | 150A 5P20,TAPE CL.B | CT FOR PROTECTION | 0
INCP1613 | INDCOIL | CT FOR PROTECTION | 150A | 5P20, TAPE INSULATED, INS. CLASS E |  |  | 1810 | 0 | 1810 | 1810 | 150A 5P20,TAPE CL.E | CT FOR PROTECTION | 0
INCP1614 | INDCOIL | CT FOR PROTECTION | 150A | 5P20, CAST RESIN |  |  | 2720 | 0 | 2720 | 2720 | 150A 5P20,CAST RESIN | CT FOR PROTECTION | 0
INCP1615 | INDCOIL | CT FOR PROTECTION | 150A | 5P20, CAST RESIN |  |  | 3670 | 0 | 3670 | 3670 | 150A 5P20,EP CAST | CT FOR PROTECTION | 0
INCP1616 | INDCOIL | CT FOR PROTECTION | 150A | 10P10, TAPE INSULATED, INS. CLASS A |  |  | 905 | 0 | 905 | 905 | 150A 10P10,TAPE CL.A | CT FOR PROTECTION | 0
INCP1617 | INDCOIL | CT FOR PROTECTION | 150A | 10P10, TAPE INSULATED, INS. CLASS B |  |  | 905 | 0 | 905 | 905 | 150A 10P10,TAPE CL.B | CT FOR PROTECTION | 0
INCP1618 | INDCOIL | CT FOR PROTECTION | 150A | 10P10, TAPE INSULATED, INS. CLASS E |  |  | 905 | 0 | 905 | 905 | 150A 10P10,TAPE CL.E | CT FOR PROTECTION | 0
INCP1619 | INDCOIL | CT FOR PROTECTION | 150A | 10P10, CAST RESIN |  |  | 1360 | 0 | 1360 | 1360 | 150A 10P10,CAST RESIN | CT FOR PROTECTION | 0
INCP1620 | INDCOIL | CT FOR PROTECTION | 150A | 10P10, CAST RESIN |  |  | 1835 | 0 | 1835 | 1835 | 150A 10P10,EP CAST | CT FOR PROTECTION | 0
INCP1621 | INDCOIL | CT FOR PROTECTION | 150A | 10P20, TAPE INSULATED, INS. CLASS A |  |  | 1810 | 0 | 1810 | 1810 | 150A 10P20,TAPE CL.A | CT FOR PROTECTION | 0
INCP1622 | INDCOIL | CT FOR PROTECTION | 150A | 10P20, TAPE INSULATED, INS. CLASS B |  |  | 1810 | 0 | 1810 | 1810 | 150A 10P20,TAPE CL.B | CT FOR PROTECTION | 0
INCP1623 | INDCOIL | CT FOR PROTECTION | 150A | 10P20, TAPE INSULATED, INS. CLASS E |  |  | 1810 | 0 | 1810 | 1810 | 150A 10P20,TAPE CL.E | CT FOR PROTECTION | 0
INCP1624 | INDCOIL | CT FOR PROTECTION | 150A | 10P20, CAST RESIN |  |  | 2720 | 0 | 2720 | 2720 | 150A 10P20,CAST RESIN | CT FOR PROTECTION | 0
INCP1625 | INDCOIL | CT FOR PROTECTION | 150A | 10P20, CAST RESIN |  |  | 3670 | 0 | 3670 | 3670 | 150A 10P20,EP CAST | CT FOR PROTECTION | 0
INCP1801 | INDCOIL | CT FOR PROTECTION | 1600A | 5P10, TAPE INSULATED, INS. CLASS A |  |  | 465 | 0 | 465 | 465 | 1600A 5P10,TAPE CL.A | CT FOR PROTECTION | 0
INCP1802 | INDCOIL | CT FOR PROTECTION | 1600A | 5P10, TAPE INSULATED, INS. CLASS B |  |  | 465 | 0 | 465 | 465 | 1600A 5P10,TAPE CL.B | CT FOR PROTECTION | 0
INCP1803 | INDCOIL | CT FOR PROTECTION | 1600A | 5P10, TAPE INSULATED, INS. CLASS E |  |  | 515 | 0 | 515 | 515 | 1600A 5P10,TAPE CL.E | CT FOR PROTECTION | 0
INCP1804 | INDCOIL | CT FOR PROTECTION | 1600A | 5P10, CAST RESIN |  |  | 770 | 0 | 770 | 770 | 1600A 5P10,CAST RESIN | CT FOR PROTECTION | 0
INCP1805 | INDCOIL | CT FOR PROTECTION | 1600A | 5P10, CAST RESIN |  |  | 945 | 0 | 945 | 945 | 1600A 5P10,EP CAST | CT FOR PROTECTION | 0
INCP1806 | INDCOIL | CT FOR PROTECTION | 1600A | 5P15, TAPE INSULATED, INS. CLASS A |  |  | 700 | 0 | 700 | 700 | 1600A 5P15,TAPE CL.A | CT FOR PROTECTION | 0
INCP1807 | INDCOIL | CT FOR PROTECTION | 1600A | 5P15, TAPE INSULATED, INS. CLASS B |  |  | 700 | 0 | 700 | 700 | 1600A 5P15,TAPE CL.B | CT FOR PROTECTION | 0
INCP1808 | INDCOIL | CT FOR PROTECTION | 1600A | 5P15, TAPE INSULATED, INS. CLASS E |  |  | 700 | 0 | 700 | 700 | 1600A 5P15,TAPE CL.E | CT FOR PROTECTION | 0
INCP1809 | INDCOIL | CT FOR PROTECTION | 1600A | 5P15, CAST RESIN |  |  | 1050 | 0 | 1050 | 1050 | 1600A 5P15,CAST RESIN | CT FOR PROTECTION | 0
INCP1810 | INDCOIL | CT FOR PROTECTION | 1600A | 5P15, CAST RESIN |  |  | 1420 | 0 | 1420 | 1420 | 1600A 5P15,EP CAST | CT FOR PROTECTION | 0
INCP1811 | INDCOIL | CT FOR PROTECTION | 1600A | 5P20, TAPE INSULATED, INS. CLASS A |  |  | 930 | 0 | 930 | 930 | 1600A 5P20,TAPE CL.A | CT FOR PROTECTION | 0
INCP1812 | INDCOIL | CT FOR PROTECTION | 1600A | 5P20, TAPE INSULATED, INS. CLASS B |  |  | 930 | 0 | 930 | 930 | 1600A 5P20,TAPE CL.B | CT FOR PROTECTION | 0
INCP1813 | INDCOIL | CT FOR PROTECTION | 1600A | 5P20, TAPE INSULATED, INS. CLASS E |  |  | 930 | 0 | 930 | 930 | 1600A 5P20,TAPE CL.E | CT FOR PROTECTION | 0
INCP1814 | INDCOIL | CT FOR PROTECTION | 1600A | 5P20, CAST RESIN |  |  | 1400 | 0 | 1400 | 1400 | 1600A 5P20,CAST RESIN | CT FOR PROTECTION | 0
INCP1815 | INDCOIL | CT FOR PROTECTION | 1600A | 5P20, CAST RESIN |  |  | 1890 | 0 | 1890 | 1890 | 1600A 5P20,EP CAST | CT FOR PROTECTION | 0
INCP1816 | INDCOIL | CT FOR PROTECTION | 1600A | 10P10, TAPE INSULATED, INS. CLASS A |  |  | 465 | 0 | 465 | 465 | 1600A 10P10,TAPE CL.A | CT FOR PROTECTION | 0
INCP1817 | INDCOIL | CT FOR PROTECTION | 1600A | 10P10, TAPE INSULATED, INS. CLASS B |  |  | 465 | 0 | 465 | 465 | 1600A 10P10,TAPE CL.B | CT FOR PROTECTION | 0
INCP1818 | INDCOIL | CT FOR PROTECTION | 1600A | 10P10, TAPE INSULATED, INS. CLASS E |  |  | 465 | 0 | 465 | 465 | 1600A 10P10,TAPE CL.E | CT FOR PROTECTION | 0
INCP1819 | INDCOIL | CT FOR PROTECTION | 1600A | 10P10, CAST RESIN |  |  | 700 | 0 | 700 | 700 | 1600A 10P10,CAST RESIN | CT FOR PROTECTION | 0
INCP1820 | INDCOIL | CT FOR PROTECTION | 1600A | 10P10, CAST RESIN |  |  | 945 | 0 | 945 | 945 | 1600A 10P10,EP CAST | CT FOR PROTECTION | 0
INCP1821 | INDCOIL | CT FOR PROTECTION | 1600A | 10P20, TAPE INSULATED, INS. CLASS A |  |  | 930 | 0 | 930 | 930 | 1600A 10P20,TAPE CL.A | CT FOR PROTECTION | 0
INCP1822 | INDCOIL | CT FOR PROTECTION | 1600A | 10P20, TAPE INSULATED, INS. CLASS B |  |  | 930 | 0 | 930 | 930 | 1600A 10P20,TAPE CL.B | CT FOR PROTECTION | 0
INCP1823 | INDCOIL | CT FOR PROTECTION | 1600A | 10P20, TAPE INSULATED, INS. CLASS E |  |  | 930 | 0 | 930 | 930 | 1600A 10P20,TAPE CL.E | CT FOR PROTECTION | 0
INCP1824 | INDCOIL | CT FOR PROTECTION | 1600A | 10P20, CAST RESIN |  |  | 1400 | 0 | 1400 | 1400 | 1600A 10P20,CAST RESIN | CT FOR PROTECTION | 0
INCP1825 | INDCOIL | CT FOR PROTECTION | 1600A | 10P20, CAST RESIN |  |  | 1890 | 0 | 1890 | 1890 | 1600A 10P20,EP CAST | CT FOR PROTECTION | 0
INCP2101 | INDCOIL | CT FOR PROTECTION | 200A | 5P10, TAPE INSULATED, INS. CLASS A |  |  | 840 | 0 | 840 | 840 | 200A 5P10,TAPE CL.A | CT FOR PROTECTION | 0
INCP2102 | INDCOIL | CT FOR PROTECTION | 200A | 5P10, TAPE INSULATED, INS. CLASS B |  |  | 840 | 0 | 840 | 840 | 200A 5P10,TAPE CL.B | CT FOR PROTECTION | 0
INCP2103 | INDCOIL | CT FOR PROTECTION | 200A | 5P10, TAPE INSULATED, INS. CLASS E |  |  | 925 | 0 | 925 | 925 | 200A 5P10,TAPE CL.E | CT FOR PROTECTION | 0
INCP2104 | INDCOIL | CT FOR PROTECTION | 200A | 5P10, CAST RESIN |  |  | 1385 | 0 | 1385 | 1385 | 200A 5P10,CAST RESIN | CT FOR PROTECTION | 0
INCP2105 | INDCOIL | CT FOR PROTECTION | 200A | 5P10, CAST RESIN |  |  | 1700 | 0 | 1700 | 1700 | 200A 5P10,EP CAST | CT FOR PROTECTION | 0
INCP2106 | INDCOIL | CT FOR PROTECTION | 200A | 5P15, TAPE INSULATED, INS. CLASS A |  |  | 1260 | 0 | 1260 | 1260 | 200A 5P15,TAPE CL.A | CT FOR PROTECTION | 0
INCP2107 | INDCOIL | CT FOR PROTECTION | 200A | 5P15, TAPE INSULATED, INS. CLASS B |  |  | 1260 | 0 | 1260 | 1260 | 200A 5P15,TAPE CL.B | CT FOR PROTECTION | 0
INCP2108 | INDCOIL | CT FOR PROTECTION | 200A | 5P15, TAPE INSULATED, INS. CLASS E |  |  | 1260 | 0 | 1260 | 1260 | 200A 5P15,TAPE CL.E | CT FOR PROTECTION | 0
INCP2109 | INDCOIL | CT FOR PROTECTION | 200A | 5P15, CAST RESIN |  |  | 1890 | 0 | 1890 | 1890 | 200A 5P15,CAST RESIN | CT FOR PROTECTION | 0
INCP2110 | INDCOIL | CT FOR PROTECTION | 200A | 5P15, CAST RESIN |  |  | 2550 | 0 | 2550 | 2550 | 200A 5P15,EP CAST | CT FOR PROTECTION | 0
INCP2111 | INDCOIL | CT FOR PROTECTION | 200A | 5P20, TAPE INSULATED, INS. CLASS A |  |  | 1680.16 | 0 | 1680.16 | 1680.16 | 200A 5P20,TAPE CL.A | CT FOR PROTECTION | 0
INCP2112 | INDCOIL | CT FOR PROTECTION | 200A | 5P20, TAPE INSULATED, INS. CLASS B |  |  | 1680 | 0 | 1680 | 1680 | 200A 5P20,TAPE CL.B | CT FOR PROTECTION | 0
INCP2113 | INDCOIL | CT FOR PROTECTION | 200A | 5P20, TAPE INSULATED, INS. CLASS E |  |  | 1680 | 0 | 1680 | 1680 | 200A 5P20,TAPE CL.E | CT FOR PROTECTION | 0
INCP2114 | INDCOIL | CT FOR PROTECTION | 200A | 5P20, CAST RESIN |  |  | 2520 | 0 | 2520 | 2520 | 200A 5P20,CAST RESIN | CT FOR PROTECTION | 0
INCP2115 | INDCOIL | CT FOR PROTECTION | 200A | 5P20, CAST RESIN |  |  | 3400 | 0 | 3400 | 3400 | 200A 5P20,EP CAST | CT FOR PROTECTION | 0
INCP2116 | INDCOIL | CT FOR PROTECTION | 200A | 10P10, TAPE INSULATED, INS. CLASS A |  |  | 840.08 | 0 | 840.08 | 840.08 | 200A 10P10,TAPE CL.A | CT FOR PROTECTION | 0
INCP2117 | INDCOIL | CT FOR PROTECTION | 200A | 10P10, TAPE INSULATED, INS. CLASS B |  |  | 840 | 0 | 840 | 840 | 200A 10P10,TAPE CL.B | CT FOR PROTECTION | 0
INCP2118 | INDCOIL | CT FOR PROTECTION | 200A | 10P10, TAPE INSULATED, INS. CLASS E |  |  | 840 | 0 | 840 | 840 | 200A 10P10,TAPE CL.E | CT FOR PROTECTION | 0
INCP2119 | INDCOIL | CT FOR PROTECTION | 200A | 10P10, CAST RESIN |  |  | 1260 | 0 | 1260 | 1260 | 200A 10P10,CAST RESIN | CT FOR PROTECTION | 0
INCP2120 | INDCOIL | CT FOR PROTECTION | 200A | 10P10, CAST RESIN |  |  | 1700 | 0 | 1700 | 1700 | 200A 10P10,EP CAST | CT FOR PROTECTION | 0
INCP2121 | INDCOIL | CT FOR PROTECTION | 200A | 10P20, TAPE INSULATED, INS. CLASS A |  |  | 1680.16 | 0 | 1680.16 | 1680.16 | 200A 10P20,TAPE CL.A | CT FOR PROTECTION | 0
INCP2122 | INDCOIL | CT FOR PROTECTION | 200A | 10P20, TAPE INSULATED, INS. CLASS B |  |  | 1680 | 0 | 1680 | 1680 | 200A 10P20,TAPE CL.B | CT FOR PROTECTION | 0
INCP2123 | INDCOIL | CT FOR PROTECTION | 200A | 10P20, TAPE INSULATED, INS. CLASS E |  |  | 1680 | 0 | 1680 | 1680 | 200A 10P20,TAPE CL.E | CT FOR PROTECTION | 0
INCP2124 | INDCOIL | CT FOR PROTECTION | 200A | 10P20, CAST RESIN |  |  | 2520 | 0 | 2520 | 2520 | 200A 10P20,CAST RESIN | CT FOR PROTECTION | 0
INCP2125 | INDCOIL | CT FOR PROTECTION | 200A | 10P20, CAST RESIN |  |  | 3400 | 0 | 3400 | 3400 | 200A 10P20,EP CAST | CT FOR PROTECTION | 0
INCP2201 | INDCOIL | CT FOR PROTECTION | 2000A | 5P10, TAPE INSULATED, INS. CLASS A |  |  | 465 | 0 | 465 | 465 | 2000A 5P10,TAPE CL.A | CT FOR PROTECTION | 0
INCP2202 | INDCOIL | CT FOR PROTECTION | 2000A | 5P10, TAPE INSULATED, INS. CLASS B |  |  | 465 | 0 | 465 | 465 | 2000A 5P10,TAPE CL.B | CT FOR PROTECTION | 0
INCP2203 | INDCOIL | CT FOR PROTECTION | 2000A | 5P10, TAPE INSULATED, INS. CLASS E |  |  | 515 | 0 | 515 | 515 | 2000A 5P10,TAPE CL.E | CT FOR PROTECTION | 0
INCP2204 | INDCOIL | CT FOR PROTECTION | 2000A | 5P10, CAST RESIN |  |  | 770 | 0 | 770 | 770 | 2000A 5P10,CAST RESIN | CT FOR PROTECTION | 0
INCP2205 | INDCOIL | CT FOR PROTECTION | 2000A | 5P10, CAST RESIN |  |  | 945 | 0 | 945 | 945 | 2000A 5P10,EP CAST | CT FOR PROTECTION | 0
INCP2206 | INDCOIL | CT FOR PROTECTION | 2000A | 5P15, TAPE INSULATED, INS. CLASS A |  |  | 700 | 0 | 700 | 700 | 2000A 5P15,TAPE CL.A | CT FOR PROTECTION | 0
INCP2207 | INDCOIL | CT FOR PROTECTION | 2000A | 5P15, TAPE INSULATED, INS. CLASS B |  |  | 700 | 0 | 700 | 700 | 2000A 5P15,TAPE CL.B | CT FOR PROTECTION | 0
INCP2208 | INDCOIL | CT FOR PROTECTION | 2000A | 5P15, TAPE INSULATED, INS. CLASS E |  |  | 700 | 0 | 700 | 700 | 2000A 5P15,TAPE CL.E | CT FOR PROTECTION | 0
INCP2209 | INDCOIL | CT FOR PROTECTION | 2000A | 5P15, CAST RESIN |  |  | 1050 | 0 | 1050 | 1050 | 2000A 5P15,CAST RESIN | CT FOR PROTECTION | 0
INCP2210 | INDCOIL | CT FOR PROTECTION | 2000A | 5P15, CAST RESIN |  |  | 1420 | 0 | 1420 | 1420 | 2000A 5P15,EP CAST | CT FOR PROTECTION | 0
INCP2211 | INDCOIL | CT FOR PROTECTION | 2000A | 5P20, TAPE INSULATED, INS. CLASS A |  |  | 930 | 0 | 930 | 930 | 2000A 5P20,TAPE CL.A | CT FOR PROTECTION | 0
INCP2212 | INDCOIL | CT FOR PROTECTION | 2000A | 5P20, TAPE INSULATED, INS. CLASS B |  |  | 930 | 0 | 930 | 930 | 2000A 5P20,TAPE CL.B | CT FOR PROTECTION | 0
INCP2213 | INDCOIL | CT FOR PROTECTION | 2000A | 5P20, TAPE INSULATED, INS. CLASS E |  |  | 930 | 0 | 930 | 930 | 2000A 5P20,TAPE CL.E | CT FOR PROTECTION | 0
INCP2214 | INDCOIL | CT FOR PROTECTION | 2000A | 5P20, CAST RESIN |  |  | 1400 | 0 | 1400 | 1400 | 2000A 5P20,CAST RESIN | CT FOR PROTECTION | 0
INCP2215 | INDCOIL | CT FOR PROTECTION | 2000A | 5P20, CAST RESIN |  |  | 1890 | 0 | 1890 | 1890 | 2000A 5P20,EP CAST | CT FOR PROTECTION | 0
INCP2216 | INDCOIL | CT FOR PROTECTION | 2000A | 10P10, TAPE INSULATED, INS. CLASS A |  |  | 465 | 0 | 465 | 465 | 2000A 10P10,TAPE CL.A | CT FOR PROTECTION | 0
INCP2217 | INDCOIL | CT FOR PROTECTION | 2000A | 10P10, TAPE INSULATED, INS. CLASS B |  |  | 465 | 0 | 465 | 465 | 2000A 10P10,TAPE CL.B | CT FOR PROTECTION | 0
INCP2218 | INDCOIL | CT FOR PROTECTION | 2000A | 10P10, TAPE INSULATED, INS. CLASS E |  |  | 465 | 0 | 465 | 465 | 2000A 10P10,TAPE CL.E | CT FOR PROTECTION | 0
INCP2219 | INDCOIL | CT FOR PROTECTION | 2000A | 10P10, CAST RESIN |  |  | 700 | 0 | 700 | 700 | 2000A 10P10,CAST RESIN | CT FOR PROTECTION | 0
INCP2220 | INDCOIL | CT FOR PROTECTION | 2000A | 10P10, CAST RESIN |  |  | 945 | 0 | 945 | 945 | 2000A 10P10,EP CAST | CT FOR PROTECTION | 0
INCP2221 | INDCOIL | CT FOR PROTECTION | 2000A | 10P20, TAPE INSULATED, INS. CLASS A |  |  | 930 | 0 | 930 | 930 | 2000A 10P20,TAPE CL.A | CT FOR PROTECTION | 0
INCP2222 | INDCOIL | CT FOR PROTECTION | 2000A | 10P20, TAPE INSULATED, INS. CLASS B |  |  | 930 | 0 | 930 | 930 | 2000A 10P20,TAPE CL.B | CT FOR PROTECTION | 0
INCP2223 | INDCOIL | CT FOR PROTECTION | 2000A | 10P20, TAPE INSULATED, INS. CLASS E |  |  | 930 | 0 | 930 | 930 | 2000A 10P20,TAPE CL.E | CT FOR PROTECTION | 0
INCP2224 | INDCOIL | CT FOR PROTECTION | 2000A | 10P20, CAST RESIN |  |  | 1400 | 0 | 1400 | 1400 | 2000A 10P20,CAST RESIN | CT FOR PROTECTION | 0
INCP2225 | INDCOIL | CT FOR PROTECTION | 2000A | 10P20, CAST RESIN |  |  | 1890 | 0 | 1890 | 1890 | 2000A 10P20,EP CAST | CT FOR PROTECTION | 0
INCP2601 | INDCOIL | CT FOR PROTECTION | 250A | 5P10, TAPE INSULATED, INS. CLASS A |  |  | 840 | 0 | 840 | 840 | 250A 5P10,TAPE CL.A | CT FOR PROTECTION | 0
INCP2602 | INDCOIL | CT FOR PROTECTION | 250A | 5P10, TAPE INSULATED, INS. CLASS B |  |  | 840 | 0 | 840 | 840 | 250A 5P10,TAPE CL.B | CT FOR PROTECTION | 0
INCP2603 | INDCOIL | CT FOR PROTECTION | 250A | 5P10, TAPE INSULATED, INS. CLASS E |  |  | 925 | 0 | 925 | 925 | 250A 5P10,TAPE CL.E | CT FOR PROTECTION | 0
INCP2604 | INDCOIL | CT FOR PROTECTION | 250A | 5P10, CAST RESIN |  |  | 1385 | 0 | 1385 | 1385 | 250A 5P10,CAST RESIN | CT FOR PROTECTION | 0
INCP2605 | INDCOIL | CT FOR PROTECTION | 250A | 5P10, CAST RESIN |  |  | 1700 | 0 | 1700 | 1700 | 250A 5P10,EP CAST | CT FOR PROTECTION | 0
INCP2606 | INDCOIL | CT FOR PROTECTION | 250A | 5P15, TAPE INSULATED, INS. CLASS A |  |  | 1260 | 0 | 1260 | 1260 | 250A 5P15,TAPE CL.A | CT FOR PROTECTION | 0
INCP2607 | INDCOIL | CT FOR PROTECTION | 250A | 5P15, TAPE INSULATED, INS. CLASS B |  |  | 1260 | 0 | 1260 | 1260 | 250A 5P15,TAPE CL.B | CT FOR PROTECTION | 0
INCP2608 | INDCOIL | CT FOR PROTECTION | 250A | 5P15, TAPE INSULATED, INS. CLASS E |  |  | 1260 | 0 | 1260 | 1260 | 250A 5P15,TAPE CL.E | CT FOR PROTECTION | 0
INCP2609 | INDCOIL | CT FOR PROTECTION | 250A | 5P15, CAST RESIN |  |  | 1890 | 0 | 1890 | 1890 | 250A 5P15,CAST RESIN | CT FOR PROTECTION | 0
INCP2610 | INDCOIL | CT FOR PROTECTION | 250A | 5P15, CAST RESIN |  |  | 2550 | 0 | 2550 | 2550 | 250A 5P15,EP CAST | CT FOR PROTECTION | 0
INCP2611 | INDCOIL | CT FOR PROTECTION | 250A | 5P20, TAPE INSULATED, INS. CLASS A |  |  | 1680 | 0 | 1680 | 1680 | 250A 5P20,TAPE CL.A | CT FOR PROTECTION | 0
INCP2612 | INDCOIL | CT FOR PROTECTION | 250A | 5P20, TAPE INSULATED, INS. CLASS B |  |  | 1680 | 0 | 1680 | 1680 | 250A 5P20,TAPE CL.B | CT FOR PROTECTION | 0
INCP2613 | INDCOIL | CT FOR PROTECTION | 250A | 5P20, TAPE INSULATED, INS. CLASS E |  |  | 1680 | 0 | 1680 | 1680 | 250A 5P20,TAPE CL.E | CT FOR PROTECTION | 0
INCP2614 | INDCOIL | CT FOR PROTECTION | 250A | 5P20, CAST RESIN |  |  | 2520 | 0 | 2520 | 2520 | 250A 5P20,CAST RESIN | CT FOR PROTECTION | 0
INCP2615 | INDCOIL | CT FOR PROTECTION | 250A | 5P20, CAST RESIN |  |  | 3400 | 0 | 3400 | 3400 | 250A 5P20,EP CAST | CT FOR PROTECTION | 0
INCP2616 | INDCOIL | CT FOR PROTECTION | 250A | 10P10, TAPE INSULATED, INS. CLASS A |  |  | 840 | 0 | 840 | 840 | 250A 10P10,TAPE CL.A | CT FOR PROTECTION | 0
INCP2617 | INDCOIL | CT FOR PROTECTION | 250A | 10P10, TAPE INSULATED, INS. CLASS B |  |  | 840 | 0 | 840 | 840 | 250A 10P10,TAPE CL.B | CT FOR PROTECTION | 0
INCP2618 | INDCOIL | CT FOR PROTECTION | 250A | 10P10, TAPE INSULATED, INS. CLASS E |  |  | 840 | 0 | 840 | 840 | 250A 10P10,TAPE CL.E | CT FOR PROTECTION | 0
INCP2619 | INDCOIL | CT FOR PROTECTION | 250A | 10P10, CAST RESIN |  |  | 1260 | 0 | 1260 | 1260 | 250A 10P10,CAST RESIN | CT FOR PROTECTION | 0
INCP2620 | INDCOIL | CT FOR PROTECTION | 250A | 10P10, CAST RESIN |  |  | 1700 | 0 | 1700 | 1700 | 250A 10P10,EP CAST | CT FOR PROTECTION | 0
INCP2621 | INDCOIL | CT FOR PROTECTION | 250A | 10P20, TAPE INSULATED, INS. CLASS A |  |  | 1680 | 0 | 1680 | 1680 | 250A 10P20,TAPE CL.A | CT FOR PROTECTION | 0
INCP2622 | INDCOIL | CT FOR PROTECTION | 250A | 10P20, TAPE INSULATED, INS. CLASS B |  |  | 1680 | 0 | 1680 | 1680 | 250A 10P20,TAPE CL.B | CT FOR PROTECTION | 0
INCP2623 | INDCOIL | CT FOR PROTECTION | 250A | 10P20, TAPE INSULATED, INS. CLASS E |  |  | 1680 | 0 | 1680 | 1680 | 250A 10P20,TAPE CL.E | CT FOR PROTECTION | 0
INCP2624 | INDCOIL | CT FOR PROTECTION | 250A | 10P20, CAST RESIN |  |  | 2520 | 0 | 2520 | 2520 | 250A 10P20,CAST RESIN | CT FOR PROTECTION | 0
INCP2625 | INDCOIL | CT FOR PROTECTION | 250A | 10P20, CAST RESIN |  |  | 3400 | 0 | 3400 | 3400 | 250A 10P20,EP CAST | CT FOR PROTECTION | 0
INCP2701 | INDCOIL | CT FOR PROTECTION | 2500A | 5P10, TAPE INSULATED, INS. CLASS A |  |  | 505 | 0 | 505 | 505 | 2500A 5P10,TAPE CL.A | CT FOR PROTECTION | 0
INCP2702 | INDCOIL | CT FOR PROTECTION | 2500A | 5P10, TAPE INSULATED, INS. CLASS B |  |  | 505 | 0 | 505 | 505 | 2500A 5P10,TAPE CL.B | CT FOR PROTECTION | 0
INCP2703 | INDCOIL | CT FOR PROTECTION | 2500A | 5P10, TAPE INSULATED, INS. CLASS E |  |  | 555 | 0 | 555 | 555 | 2500A 5P10,TAPE CL.E | CT FOR PROTECTION | 0
INCP2704 | INDCOIL | CT FOR PROTECTION | 2500A | 5P10, CAST RESIN |  |  | 835 | 0 | 835 | 835 | 2500A 5P10,CAST RESIN | CT FOR PROTECTION | 0
INCP2705 | INDCOIL | CT FOR PROTECTION | 2500A | 5P10, CAST RESIN |  |  | 1025 | 0 | 1025 | 1025 | 2500A 5P10,EP CAST | CT FOR PROTECTION | 0
INCP2706 | INDCOIL | CT FOR PROTECTION | 2500A | 5P15, TAPE INSULATED, INS. CLASS A |  |  | 760 | 0 | 760 | 760 | 2500A 5P15,TAPE CL.A | CT FOR PROTECTION | 0
INCP2707 | INDCOIL | CT FOR PROTECTION | 2500A | 5P15, TAPE INSULATED, INS. CLASS B |  |  | 760 | 0 | 760 | 760 | 2500A 5P15,TAPE CL.B | CT FOR PROTECTION | 0
INCP2708 | INDCOIL | CT FOR PROTECTION | 2500A | 5P15, TAPE INSULATED, INS. CLASS E |  |  | 760 | 0 | 760 | 760 | 2500A 5P15,TAPE CL.E | CT FOR PROTECTION | 0
INCP2709 | INDCOIL | CT FOR PROTECTION | 2500A | 5P15, CAST RESIN |  |  | 1140 | 0 | 1140 | 1140 | 2500A 5P15,CAST RESIN | CT FOR PROTECTION | 0
INCP2710 | INDCOIL | CT FOR PROTECTION | 2500A | 5P15, CAST RESIN |  |  | 1540 | 0 | 1540 | 1540 | 2500A 5P15,EP CAST | CT FOR PROTECTION | 0
INCP2711 | INDCOIL | CT FOR PROTECTION | 2500A | 5P20, TAPE INSULATED, INS. CLASS A |  |  | 1010 | 0 | 1010 | 1010 | 2500A 5P20,TAPE CL.A | CT FOR PROTECTION | 0
INCP2712 | INDCOIL | CT FOR PROTECTION | 2500A | 5P20, TAPE INSULATED, INS. CLASS B |  |  | 1010 | 0 | 1010 | 1010 | 2500A 5P20,TAPE CL.B | CT FOR PROTECTION | 0
INCP2713 | INDCOIL | CT FOR PROTECTION | 2500A | 5P20, TAPE INSULATED, INS. CLASS E |  |  | 1010 | 0 | 1010 | 1010 | 2500A 5P20,TAPE CL.E | CT FOR PROTECTION | 0
INCP2714 | INDCOIL | CT FOR PROTECTION | 2500A | 5P20, CAST RESIN |  |  | 1520 | 0 | 1520 | 1520 | 2500A 5P20,CAST RESIN | CT FOR PROTECTION | 0
INCP2715 | INDCOIL | CT FOR PROTECTION | 2500A | 5P20, CAST RESIN |  |  | 2050 | 0 | 2050 | 2050 | 2500A 5P20,EP CAST | CT FOR PROTECTION | 0
INCP2716 | INDCOIL | CT FOR PROTECTION | 2500A | 10P10, TAPE INSULATED, INS. CLASS A |  |  | 505 | 0 | 505 | 505 | 2500A 10P10,TAPE CL.A | CT FOR PROTECTION | 0
INCP2717 | INDCOIL | CT FOR PROTECTION | 2500A | 10P10, TAPE INSULATED, INS. CLASS B |  |  | 505 | 0 | 505 | 505 | 2500A 10P10,TAPE CL.B | CT FOR PROTECTION | 0
INCP2718 | INDCOIL | CT FOR PROTECTION | 2500A | 10P10, TAPE INSULATED, INS. CLASS E |  |  | 505 | 0 | 505 | 505 | 2500A 10P10,TAPE CL.E | CT FOR PROTECTION | 0
INCP2719 | INDCOIL | CT FOR PROTECTION | 2500A | 10P10, CAST RESIN |  |  | 760 | 0 | 760 | 760 | 2500A 10P10,CAST RESIN | CT FOR PROTECTION | 0
INCP2720 | INDCOIL | CT FOR PROTECTION | 2500A | 10P10, CAST RESIN |  |  | 1025 | 0 | 1025 | 1025 | 2500A 10P10,EP CAST | CT FOR PROTECTION | 0
INCP2721 | INDCOIL | CT FOR PROTECTION | 2500A | 10P20, TAPE INSULATED, INS. CLASS A |  |  | 1010 | 0 | 1010 | 1010 | 2500A 10P20,TAPE CL.A | CT FOR PROTECTION | 0
INCP2722 | INDCOIL | CT FOR PROTECTION | 2500A | 10P20, TAPE INSULATED, INS. CLASS B |  |  | 1010 | 0 | 1010 | 1010 | 2500A 10P20,TAPE CL.B | CT FOR PROTECTION | 0
INCP2723 | INDCOIL | CT FOR PROTECTION | 2500A | 10P20, TAPE INSULATED, INS. CLASS E |  |  | 1010 | 0 | 1010 | 1010 | 2500A 10P20,TAPE CL.E | CT FOR PROTECTION | 0
INCP2724 | INDCOIL | CT FOR PROTECTION | 2500A | 10P20, CAST RESIN |  |  | 1520 | 0 | 1520 | 1520 | 2500A 10P20,CAST RESIN | CT FOR PROTECTION | 0
INCP2725 | INDCOIL | CT FOR PROTECTION | 2500A | 10P20, CAST RESIN |  |  | 2050 | 0 | 2050 | 2050 | 2500A 10P20,EP CAST | CT FOR PROTECTION | 0
INCP3101 | INDCOIL | CT FOR PROTECTION | 300A | 5P10, TAPE INSULATED, INS. CLASS A |  |  | 480 | 0 | 480 | 480 | 300A 5P10,TAPE CL.A | CT FOR PROTECTION | 0
INCP3102 | INDCOIL | CT FOR PROTECTION | 300A | 5P10, TAPE INSULATED, INS. CLASS B |  |  | 480 | 0 | 480 | 480 | 300A 5P10,TAPE CL.B | CT FOR PROTECTION | 0
INCP3103 | INDCOIL | CT FOR PROTECTION | 300A | 5P10, TAPE INSULATED, INS. CLASS E |  |  | 530 | 0 | 530 | 530 | 300A 5P10,TAPE CL.E | CT FOR PROTECTION | 0
INCP3104 | INDCOIL | CT FOR PROTECTION | 300A | 5P10, CAST RESIN |  |  | 790 | 0 | 790 | 790 | 300A 5P10,CAST RESIN | CT FOR PROTECTION | 0
INCP3105 | INDCOIL | CT FOR PROTECTION | 300A | 5P10, CAST RESIN |  |  | 970 | 0 | 970 | 970 | 300A 5P10,EP CAST | CT FOR PROTECTION | 0
INCP3106 | INDCOIL | CT FOR PROTECTION | 300A | 5P15, TAPE INSULATED, INS. CLASS A |  |  | 720 | 0 | 720 | 720 | 300A 5P15,TAPE CL.A | CT FOR PROTECTION | 0
INCP3107 | INDCOIL | CT FOR PROTECTION | 300A | 5P15, TAPE INSULATED, INS. CLASS B |  |  | 720 | 0 | 720 | 720 | 300A 5P15,TAPE CL.B | CT FOR PROTECTION | 0
INCP3108 | INDCOIL | CT FOR PROTECTION | 300A | 5P15, TAPE INSULATED, INS. CLASS E |  |  | 720 | 0 | 720 | 720 | 300A 5P15,TAPE CL.E | CT FOR PROTECTION | 0
INCP3109 | INDCOIL | CT FOR PROTECTION | 300A | 5P15, CAST RESIN |  |  | 1080 | 0 | 1080 | 1080 | 300A 5P15,CAST RESIN | CT FOR PROTECTION | 0
INCP3110 | INDCOIL | CT FOR PROTECTION | 300A | 5P15, CAST RESIN |  |  | 1455 | 0 | 1455 | 1455 | 300A 5P15,EP CAST | CT FOR PROTECTION | 0
INCP3111 | INDCOIL | CT FOR PROTECTION | 300A | 5P20, TAPE INSULATED, INS. CLASS A |  |  | 960 | 0 | 960 | 960 | 300A 5P20,TAPE CL.A | CT FOR PROTECTION | 0
INCP3112 | INDCOIL | CT FOR PROTECTION | 300A | 5P20, TAPE INSULATED, INS. CLASS B |  |  | 960 | 0 | 960 | 960 | 300A 5P20,TAPE CL.B | CT FOR PROTECTION | 0
INCP3113 | INDCOIL | CT FOR PROTECTION | 300A | 5P20, TAPE INSULATED, INS. CLASS E |  |  | 960 | 0 | 960 | 960 | 300A 5P20,TAPE CL.E | CT FOR PROTECTION | 0
INCP3114 | INDCOIL | CT FOR PROTECTION | 300A | 5P20, CAST RESIN |  |  | 1440 | 0 | 1440 | 1440 | 300A 5P20,CAST RESIN | CT FOR PROTECTION | 0
INCP3115 | INDCOIL | CT FOR PROTECTION | 300A | 5P20, CAST RESIN |  |  | 1940 | 0 | 1940 | 1940 | 300A 5P20,EP CAST | CT FOR PROTECTION | 0
INCP3116 | INDCOIL | CT FOR PROTECTION | 300A | 10P10, TAPE INSULATED, INS. CLASS A |  |  | 480 | 0 | 480 | 480 | 300A 10P10,TAPE CL.A | CT FOR PROTECTION | 0
INCP3117 | INDCOIL | CT FOR PROTECTION | 300A | 10P10, TAPE INSULATED, INS. CLASS B |  |  | 480 | 0 | 480 | 480 | 300A 10P10,TAPE CL.B | CT FOR PROTECTION | 0
INCP3118 | INDCOIL | CT FOR PROTECTION | 300A | 10P10, TAPE INSULATED, INS. CLASS E |  |  | 480 | 0 | 480 | 480 | 300A 10P10,TAPE CL.E | CT FOR PROTECTION | 0
INCP3119 | INDCOIL | CT FOR PROTECTION | 300A | 10P10, CAST RESIN |  |  | 720 | 0 | 720 | 720 | 300A 10P10,CAST RESIN | CT FOR PROTECTION | 0
INCP3120 | INDCOIL | CT FOR PROTECTION | 300A | 10P10, CAST RESIN |  |  | 970 | 0 | 970 | 970 | 300A 10P10,EP CAST | CT FOR PROTECTION | 0
INCP3121 | INDCOIL | CT FOR PROTECTION | 300A | 10P20, TAPE INSULATED, INS. CLASS A |  |  | 960 | 0 | 960 | 960 | 300A 10P20,TAPE CL.A | CT FOR PROTECTION | 0
INCP3122 | INDCOIL | CT FOR PROTECTION | 300A | 10P20, TAPE INSULATED, INS. CLASS B |  |  | 960 | 0 | 960 | 960 | 300A 10P20,TAPE CL.B | CT FOR PROTECTION | 0
INCP3123 | INDCOIL | CT FOR PROTECTION | 300A | 10P20, TAPE INSULATED, INS. CLASS E |  |  | 960 | 0 | 960 | 960 | 300A 10P20,TAPE CL.E | CT FOR PROTECTION | 0
INCP3124 | INDCOIL | CT FOR PROTECTION | 300A | 10P20, CAST RESIN |  |  | 1440 | 0 | 1440 | 1440 | 300A 10P20,CAST RESIN | CT FOR PROTECTION | 0
INCP3125 | INDCOIL | CT FOR PROTECTION | 300A | 10P20, CAST RESIN |  |  | 1940 | 0 | 1940 | 1940 | 300A 10P20,EP CAST | CT FOR PROTECTION | 0
INCP3401 | INDCOIL | CT FOR PROTECTION | 3200A | 5P10, TAPE INSULATED, INS. CLASS A |  |  | 545 | 0 | 545 | 545 | 3200A 5P10,TAPE CL.A | CT FOR PROTECTION | 0
INCP3402 | INDCOIL | CT FOR PROTECTION | 3200A | 5P10, TAPE INSULATED, INS. CLASS B |  |  | 545 | 0 | 545 | 545 | 3200A 5P10,TAPE CL.B | CT FOR PROTECTION | 0
INCP3403 | INDCOIL | CT FOR PROTECTION | 3200A | 5P10, TAPE INSULATED, INS. CLASS E |  |  | 600 | 0 | 600 | 600 | 3200A 5P10,TAPE CL.E | CT FOR PROTECTION | 0
INCP3404 | INDCOIL | CT FOR PROTECTION | 3200A | 5P10, CAST RESIN |  |  | 900 | 0 | 900 | 900 | 3200A 5P10,CAST RESIN | CT FOR PROTECTION | 0
INCP3405 | INDCOIL | CT FOR PROTECTION | 3200A | 5P10, CAST RESIN |  |  | 1110 | 0 | 1110 | 1110 | 3200A 5P10,EP CAST | CT FOR PROTECTION | 0
INCP3406 | INDCOIL | CT FOR PROTECTION | 3200A | 5P15, TAPE INSULATED, INS. CLASS A |  |  | 818 | 0 | 818 | 818 | 3200A 5P15,TAPE CL.A | CT FOR PROTECTION | 0
INCP3407 | INDCOIL | CT FOR PROTECTION | 3200A | 5P15, TAPE INSULATED, INS. CLASS B |  |  | 818 | 0 | 818 | 818 | 3200A 5P15,TAPE CL.B | CT FOR PROTECTION | 0
INCP3408 | INDCOIL | CT FOR PROTECTION | 3200A | 5P15, TAPE INSULATED, INS. CLASS E |  |  | 818 | 0 | 818 | 818 | 3200A 5P15,TAPE CL.E | CT FOR PROTECTION | 0
INCP3409 | INDCOIL | CT FOR PROTECTION | 3200A | 5P15, CAST RESIN |  |  | 1230 | 0 | 1230 | 1230 | 3200A 5P15,CAST RESIN | CT FOR PROTECTION | 0
INCP3410 | INDCOIL | CT FOR PROTECTION | 3200A | 5P15, CAST RESIN |  |  | 1665 | 0 | 1665 | 1665 | 3200A 5P15,EP CAST | CT FOR PROTECTION | 0
INCP3411 | INDCOIL | CT FOR PROTECTION | 3200A | 5P20, TAPE INSULATED, INS. CLASS A |  |  | 1090 | 0 | 1090 | 1090 | 3200A 5P20,TAPE CL.A | CT FOR PROTECTION | 0
INCP3412 | INDCOIL | CT FOR PROTECTION | 3200A | 5P20, TAPE INSULATED, INS. CLASS B |  |  | 1090 | 0 | 1090 | 1090 | 3200A 5P20,TAPE CL.B | CT FOR PROTECTION | 0
INCP3413 | INDCOIL | CT FOR PROTECTION | 3200A | 5P20, TAPE INSULATED, INS. CLASS E |  |  | 1090 | 0 | 1090 | 1090 | 3200A 5P20,TAPE CL.E | CT FOR PROTECTION | 0
INCP3414 | INDCOIL | CT FOR PROTECTION | 3200A | 5P20, CAST RESIN |  |  | 1640 | 0 | 1640 | 1640 | 3200A 5P20,CAST RESIN | CT FOR PROTECTION | 0
INCP3415 | INDCOIL | CT FOR PROTECTION | 3200A | 5P20, CAST RESIN |  |  | 2220 | 0 | 2220 | 2220 | 3200A 5P20,EP CAST | CT FOR PROTECTION | 0
INCP3416 | INDCOIL | CT FOR PROTECTION | 3200A | 10P10, TAPE INSULATED, INS. CLASS A |  |  | 545 | 0 | 545 | 545 | 3200A 10P10,TAPE CL.A | CT FOR PROTECTION | 0
INCP3417 | INDCOIL | CT FOR PROTECTION | 3200A | 10P10, TAPE INSULATED, INS. CLASS B |  |  | 545 | 0 | 545 | 545 | 3200A 10P10,TAPE CL.B | CT FOR PROTECTION | 0
INCP3418 | INDCOIL | CT FOR PROTECTION | 3200A | 10P10, TAPE INSULATED, INS. CLASS E |  |  | 545 | 0 | 545 | 545 | 3200A 10P10,TAPE CL.E | CT FOR PROTECTION | 0
INCP3419 | INDCOIL | CT FOR PROTECTION | 3200A | 10P10, CAST RESIN |  |  | 820 | 0 | 820 | 820 | 3200A 10P10,CAST RESIN | CT FOR PROTECTION | 0
INCP3420 | INDCOIL | CT FOR PROTECTION | 3200A | 10P10, CAST RESIN |  |  | 1110 | 0 | 1110 | 1110 | 3200A 10P10,EP CAST | CT FOR PROTECTION | 0
INCP3421 | INDCOIL | CT FOR PROTECTION | 3200A | 10P20, TAPE INSULATED, INS. CLASS A |  |  | 1090 | 0 | 1090 | 1090 | 3200A 10P20,TAPE CL.A | CT FOR PROTECTION | 0
INCP3422 | INDCOIL | CT FOR PROTECTION | 3200A | 10P20, TAPE INSULATED, INS. CLASS B |  |  | 1090 | 0 | 1090 | 1090 | 3200A 10P20,TAPE CL.B | CT FOR PROTECTION | 0
INCP3423 | INDCOIL | CT FOR PROTECTION | 3200A | 10P20, TAPE INSULATED, INS. CLASS E |  |  | 1090 | 0 | 1090 | 1090 | 3200A 10P20,TAPE CL.E | CT FOR PROTECTION | 0
INCP3424 | INDCOIL | CT FOR PROTECTION | 3200A | 10P20, CAST RESIN |  |  | 1640 | 0 | 1640 | 1640 | 3200A 10P20,CAST RESIN | CT FOR PROTECTION | 0
INCP3425 | INDCOIL | CT FOR PROTECTION | 3200A | 10P20, CAST RESIN |  |  | 2220 | 0 | 2220 | 2220 | 3200A 10P20,EP CAST | CT FOR PROTECTION | 0
INCP4101 | INDCOIL | CT FOR PROTECTION | 400A | 5P10, TAPE INSULATED, INS. CLASS A |  |  | 425 | 0 | 425 | 425 | 400A 5P10,TAPE CL.A | CT FOR PROTECTION | 0
INCP4102 | INDCOIL | CT FOR PROTECTION | 400A | 5P10, TAPE INSULATED, INS. CLASS B |  |  | 425 | 0 | 425 | 425 | 400A 5P10,TAPE CL.B | CT FOR PROTECTION | 0
INCP4103 | INDCOIL | CT FOR PROTECTION | 400A | 5P10, TAPE INSULATED, INS. CLASS E |  |  | 470 | 0 | 470 | 470 | 400A 5P10,TAPE CL.E | CT FOR PROTECTION | 0
INCP4104 | INDCOIL | CT FOR PROTECTION | 400A | 5P10, CAST RESIN |  |  | 705 | 0 | 705 | 705 | 400A 5P10,CAST RESIN | CT FOR PROTECTION | 0
INCP4105 | INDCOIL | CT FOR PROTECTION | 400A | 5P10, CAST RESIN |  |  | 865 | 0 | 865 | 865 | 400A 5P10,EP CAST | CT FOR PROTECTION | 0
INCP4106 | INDCOIL | CT FOR PROTECTION | 400A | 5P15, TAPE INSULATED, INS. CLASS A |  |  | 640 | 0 | 640 | 640 | 400A 5P15,TAPE CL.A | CT FOR PROTECTION | 0
INCP4107 | INDCOIL | CT FOR PROTECTION | 400A | 5P15, TAPE INSULATED, INS. CLASS B |  |  | 640 | 0 | 640 | 640 | 400A 5P15,TAPE CL.B | CT FOR PROTECTION | 0
INCP4108 | INDCOIL | CT FOR PROTECTION | 400A | 5P15, TAPE INSULATED, INS. CLASS E |  |  | 640 | 0 | 640 | 640 | 400A 5P15,TAPE CL.E | CT FOR PROTECTION | 0
INCP4109 | INDCOIL | CT FOR PROTECTION | 400A | 5P15, CAST RESIN |  |  | 960 | 0 | 960 | 960 | 400A 5P15,CAST RESIN | CT FOR PROTECTION | 0
INCP4110 | INDCOIL | CT FOR PROTECTION | 400A | 5P15, CAST RESIN |  |  | 1298 | 0 | 1298 | 1298 | 400A 5P15,EP CAST | CT FOR PROTECTION | 0
INCP4111 | INDCOIL | CT FOR PROTECTION | 400A | 5P20, TAPE INSULATED, INS. CLASS A |  |  | 850 | 0 | 850 | 850 | 400A 5P20,TAPE CL.A | CT FOR PROTECTION | 0
INCP4112 | INDCOIL | CT FOR PROTECTION | 400A | 5P20, TAPE INSULATED, INS. CLASS B |  |  | 850 | 0 | 850 | 850 | 400A 5P20,TAPE CL.B | CT FOR PROTECTION | 0
INCP4113 | INDCOIL | CT FOR PROTECTION | 400A | 5P20, TAPE INSULATED, INS. CLASS E |  |  | 850 | 0 | 850 | 850 | 400A 5P20,TAPE CL.E | CT FOR PROTECTION | 0
INCP4114 | INDCOIL | CT FOR PROTECTION | 400A | 5P20, CAST RESIN |  |  | 1280 | 0 | 1280 | 1280 | 400A 5P20,CAST RESIN | CT FOR PROTECTION | 0
INCP4115 | INDCOIL | CT FOR PROTECTION | 400A | 5P20, CAST RESIN |  |  | 1730 | 0 | 1730 | 1730 | 400A 5P20,EP CAST | CT FOR PROTECTION | 0
INCP4116 | INDCOIL | CT FOR PROTECTION | 400A | 10P10, TAPE INSULATED, INS. CLASS A |  |  | 425 | 0 | 425 | 425 | 400A 10P10,TAPE CL.A | CT FOR PROTECTION | 0
INCP4117 | INDCOIL | CT FOR PROTECTION | 400A | 10P10, TAPE INSULATED, INS. CLASS B |  |  | 425 | 0 | 425 | 425 | 400A 10P10,TAPE CL.B | CT FOR PROTECTION | 0
INCP4118 | INDCOIL | CT FOR PROTECTION | 400A | 10P10, TAPE INSULATED, INS. CLASS E |  |  | 425 | 0 | 425 | 425 | 400A 10P10,TAPE CL.E | CT FOR PROTECTION | 0
INCP4119 | INDCOIL | CT FOR PROTECTION | 400A | 10P10, CAST RESIN |  |  | 640 | 0 | 640 | 640 | 400A 10P10,CAST RESIN | CT FOR PROTECTION | 0
INCP4120 | INDCOIL | CT FOR PROTECTION | 400A | 10P10, CAST RESIN |  |  | 865 | 0 | 865 | 865 | 400A 10P10,EP CAST | CT FOR PROTECTION | 0
INCP4121 | INDCOIL | CT FOR PROTECTION | 400A | 10P20, TAPE INSULATED, INS. CLASS A |  |  | 850 | 0 | 850 | 850 | 400A 10P20,TAPE CL.A | CT FOR PROTECTION | 0
INCP4122 | INDCOIL | CT FOR PROTECTION | 400A | 10P20, TAPE INSULATED, INS. CLASS B |  |  | 850 | 0 | 850 | 850 | 400A 10P20,TAPE CL.B | CT FOR PROTECTION | 0
INCP4123 | INDCOIL | CT FOR PROTECTION | 400A | 10P20, TAPE INSULATED, INS. CLASS E |  |  | 850 | 0 | 850 | 850 | 400A 10P20,TAPE CL.E | CT FOR PROTECTION | 0
INCP4124 | INDCOIL | CT FOR PROTECTION | 400A | 10P20, CAST RESIN |  |  | 1280 | 0 | 1280 | 1280 | 400A 10P20,CAST RESIN | CT FOR PROTECTION | 0
INCP4125 | INDCOIL | CT FOR PROTECTION | 400A | 10P20, CAST RESIN |  |  | 1730 | 0 | 1730 | 1730 | 400A 10P20,EP CAST | CT FOR PROTECTION | 0
INCP5101 | INDCOIL | CT FOR PROTECTION | 500A | 5P10, TAPE INSULATED, INS. CLASS A |  |  | 425 | 0 | 425 | 425 | 500A 5P10,TAPE CL.A | CT FOR PROTECTION | 0
INCP5102 | INDCOIL | CT FOR PROTECTION | 500A | 5P10, TAPE INSULATED, INS. CLASS B |  |  | 425 | 0 | 425 | 425 | 500A 5P10,TAPE CL.B | CT FOR PROTECTION | 0
INCP5103 | INDCOIL | CT FOR PROTECTION | 500A | 5P10, TAPE INSULATED, INS. CLASS E |  |  | 470 | 0 | 470 | 470 | 500A 5P10,TAPE CL.E | CT FOR PROTECTION | 0
INCP5104 | INDCOIL | CT FOR PROTECTION | 500A | 5P10, CAST RESIN |  |  | 705 | 0 | 705 | 705 | 500A 5P10,CAST RESIN | CT FOR PROTECTION | 0
INCP5105 | INDCOIL | CT FOR PROTECTION | 500A | 5P10, CAST RESIN |  |  | 865 | 0 | 865 | 865 | 500A 5P10,EP CAST | CT FOR PROTECTION | 0
INCP5106 | INDCOIL | CT FOR PROTECTION | 500A | 5P15, TAPE INSULATED, INS. CLASS A |  |  | 640 | 0 | 640 | 640 | 500A 5P15,TAPE CL.A | CT FOR PROTECTION | 0
INCP5107 | INDCOIL | CT FOR PROTECTION | 500A | 5P15, TAPE INSULATED, INS. CLASS B |  |  | 640 | 0 | 640 | 640 | 500A 5P15,TAPE CL.B | CT FOR PROTECTION | 0
INCP5108 | INDCOIL | CT FOR PROTECTION | 500A | 5P15, TAPE INSULATED, INS. CLASS E |  |  | 640 | 0 | 640 | 640 | 500A 5P15,TAPE CL.E | CT FOR PROTECTION | 0
INCP5109 | INDCOIL | CT FOR PROTECTION | 500A | 5P15, CAST RESIN |  |  | 960 | 0 | 960 | 960 | 500A 5P15,CAST RESIN | CT FOR PROTECTION | 0
INCP5110 | INDCOIL | CT FOR PROTECTION | 500A | 5P15, CAST RESIN |  |  | 1298 | 0 | 1298 | 1298 | 500A 5P15,EP CAST | CT FOR PROTECTION | 0
INCP5111 | INDCOIL | CT FOR PROTECTION | 500A | 5P20, TAPE INSULATED, INS. CLASS A |  |  | 850 | 0 | 850 | 850 | 500A 5P20,TAPE CL.A | CT FOR PROTECTION | 0
INCP5112 | INDCOIL | CT FOR PROTECTION | 500A | 5P20, TAPE INSULATED, INS. CLASS B |  |  | 850 | 0 | 850 | 850 | 500A 5P20,TAPE CL.B | CT FOR PROTECTION | 0
INCP5113 | INDCOIL | CT FOR PROTECTION | 500A | 5P20, TAPE INSULATED, INS. CLASS E |  |  | 850 | 0 | 850 | 850 | 500A 5P20,TAPE CL.E | CT FOR PROTECTION | 0
INCP5114 | INDCOIL | CT FOR PROTECTION | 500A | 5P20, CAST RESIN |  |  | 1280 | 0 | 1280 | 1280 | 500A 5P20,CAST RESIN | CT FOR PROTECTION | 0
INCP5115 | INDCOIL | CT FOR PROTECTION | 500A | 5P20, CAST RESIN |  |  | 1730 | 0 | 1730 | 1730 | 500A 5P20,EP CAST | CT FOR PROTECTION | 0
INCP5116 | INDCOIL | CT FOR PROTECTION | 500A | 10P10, TAPE INSULATED, INS. CLASS A |  |  | 425 | 0 | 425 | 425 | 500A 10P10,TAPE CL.A | CT FOR PROTECTION | 0
INCP5117 | INDCOIL | CT FOR PROTECTION | 500A | 10P10, TAPE INSULATED, INS. CLASS B |  |  | 425 | 0 | 425 | 425 | 500A 10P10,TAPE CL.B | CT FOR PROTECTION | 0
INCP5118 | INDCOIL | CT FOR PROTECTION | 500A | 10P10, TAPE INSULATED, INS. CLASS E |  |  | 425 | 0 | 425 | 425 | 500A 10P10,TAPE CL.E | CT FOR PROTECTION | 0
INCP5119 | INDCOIL | CT FOR PROTECTION | 500A | 10P10, CAST RESIN |  |  | 640 | 0 | 640 | 640 | 500A 10P10,CAST RESIN | CT FOR PROTECTION | 0
INCP5120 | INDCOIL | CT FOR PROTECTION | 500A | 10P10, CAST RESIN |  |  | 865 | 0 | 865 | 865 | 500A 10P10,EP CAST | CT FOR PROTECTION | 0
INCP5121 | INDCOIL | CT FOR PROTECTION | 500A | 10P20, TAPE INSULATED, INS. CLASS A |  |  | 850 | 0 | 850 | 850 | 500A 10P20,TAPE CL.A | CT FOR PROTECTION | 0
INCP5122 | INDCOIL | CT FOR PROTECTION | 500A | 10P20, TAPE INSULATED, INS. CLASS B |  |  | 850 | 0 | 850 | 850 | 500A 10P20,TAPE CL.B | CT FOR PROTECTION | 0
INCP5123 | INDCOIL | CT FOR PROTECTION | 500A | 10P20, TAPE INSULATED, INS. CLASS E |  |  | 850 | 0 | 850 | 850 | 500A 10P20,TAPE CL.E | CT FOR PROTECTION | 0
INCP5124 | INDCOIL | CT FOR PROTECTION | 500A | 10P20, CAST RESIN |  |  | 1280 | 0 | 1280 | 1280 | 500A 10P20,CAST RESIN | CT FOR PROTECTION | 0
INCP5125 | INDCOIL | CT FOR PROTECTION | 500A | 10P20, CAST RESIN |  |  | 1730 | 0 | 1730 | 1730 | 500A 10P20,EP CAST | CT FOR PROTECTION | 0
INCP6101 | INDCOIL | CT FOR PROTECTION | 600A | 5P10, TAPE INSULATED, INS. CLASS A |  |  | 435 | 0 | 435 | 435 | 600A 5P10,TAPE CL.A | CT FOR PROTECTION | 0
INCP6102 | INDCOIL | CT FOR PROTECTION | 600A | 5P10, TAPE INSULATED, INS. CLASS B |  |  | 435 | 0 | 435 | 435 | 600A 5P10,TAPE CL.B | CT FOR PROTECTION | 0
INCP6103 | INDCOIL | CT FOR PROTECTION | 600A | 5P10, TAPE INSULATED, INS. CLASS E |  |  | 480 | 0 | 480 | 480 | 600A 5P10,TAPE CL.E | CT FOR PROTECTION | 0
INCP6104 | INDCOIL | CT FOR PROTECTION | 600A | 5P10, CAST RESIN |  |  | 715 | 0 | 715 | 715 | 600A 5P10,CAST RESIN | CT FOR PROTECTION | 0
INCP6105 | INDCOIL | CT FOR PROTECTION | 600A | 5P10, CAST RESIN |  |  | 880 | 0 | 880 | 880 | 600A 5P10,EP CAST | CT FOR PROTECTION | 0
INCP6106 | INDCOIL | CT FOR PROTECTION | 600A | 5P15, TAPE INSULATED, INS. CLASS A |  |  | 655 | 0 | 655 | 655 | 600A 5P15,TAPE CL.A | CT FOR PROTECTION | 0
INCP6107 | INDCOIL | CT FOR PROTECTION | 600A | 5P15, TAPE INSULATED, INS. CLASS B |  |  | 655 | 0 | 655 | 655 | 600A 5P15,TAPE CL.B | CT FOR PROTECTION | 0
INCP6108 | INDCOIL | CT FOR PROTECTION | 600A | 5P15, TAPE INSULATED, INS. CLASS E |  |  | 655 | 0 | 655 | 655 | 600A 5P15,TAPE CL.E | CT FOR PROTECTION | 0
INCP6109 | INDCOIL | CT FOR PROTECTION | 600A | 5P15, CAST RESIN |  |  | 975 | 0 | 975 | 975 | 600A 5P15,CAST RESIN | CT FOR PROTECTION | 0
INCP6110 | INDCOIL | CT FOR PROTECTION | 600A | 5P15, CAST RESIN |  |  | 1320 | 0 | 1320 | 1320 | 600A 5P15,EP CAST | CT FOR PROTECTION | 0
INCP6111 | INDCOIL | CT FOR PROTECTION | 600A | 5P20, TAPE INSULATED, INS. CLASS A |  |  | 870 | 0 | 870 | 870 | 600A 5P20,TAPE CL.A | CT FOR PROTECTION | 0
INCP6112 | INDCOIL | CT FOR PROTECTION | 600A | 5P20, TAPE INSULATED, INS. CLASS B |  |  | 870 | 0 | 870 | 870 | 600A 5P20,TAPE CL.B | CT FOR PROTECTION | 0
INCP6113 | INDCOIL | CT FOR PROTECTION | 600A | 5P20, TAPE INSULATED, INS. CLASS E |  |  | 870 | 0 | 870 | 870 | 600A 5P20,TAPE CL.E | CT FOR PROTECTION | 0
INCP6114 | INDCOIL | CT FOR PROTECTION | 600A | 5P20, CAST RESIN |  |  | 1300 | 0 | 1300 | 1300 | 600A 5P20,CAST RESIN | CT FOR PROTECTION | 0
INCP6115 | INDCOIL | CT FOR PROTECTION | 600A | 5P20, CAST RESIN |  |  | 1760 | 0 | 1760 | 1760 | 600A 5P20,EP CAST | CT FOR PROTECTION | 0
INCP6116 | INDCOIL | CT FOR PROTECTION | 600A | 10P10, TAPE INSULATED, INS. CLASS A |  |  | 435 | 0 | 435 | 435 | 600A 10P10,TAPE CL.A | CT FOR PROTECTION | 0
INCP6117 | INDCOIL | CT FOR PROTECTION | 600A | 10P10, TAPE INSULATED, INS. CLASS B |  |  | 435 | 0 | 435 | 435 | 600A 10P10,TAPE CL.B | CT FOR PROTECTION | 0
INCP6118 | INDCOIL | CT FOR PROTECTION | 600A | 10P10, TAPE INSULATED, INS. CLASS E |  |  | 435 | 0 | 435 | 435 | 600A 10P10,TAPE CL.E | CT FOR PROTECTION | 0
INCP6119 | INDCOIL | CT FOR PROTECTION | 600A | 10P10, CAST RESIN |  |  | 650 | 0 | 650 | 650 | 600A 10P10,CAST RESIN | CT FOR PROTECTION | 0
INCP6120 | INDCOIL | CT FOR PROTECTION | 600A | 10P10, CAST RESIN |  |  | 880 | 0 | 880 | 880 | 600A 10P10,EP CAST | CT FOR PROTECTION | 0
INCP6121 | INDCOIL | CT FOR PROTECTION | 600A | 10P20, TAPE INSULATED, INS. CLASS A |  |  | 870 | 0 | 870 | 870 | 600A 10P20,TAPE CL.A | CT FOR PROTECTION | 0
INCP6122 | INDCOIL | CT FOR PROTECTION | 600A | 10P20, TAPE INSULATED, INS. CLASS B |  |  | 870 | 0 | 870 | 870 | 600A 10P20,TAPE CL.B | CT FOR PROTECTION | 0
INCP6123 | INDCOIL | CT FOR PROTECTION | 600A | 10P20, TAPE INSULATED, INS. CLASS E |  |  | 870 | 0 | 870 | 870 | 600A 10P20,TAPE CL.E | CT FOR PROTECTION | 0
INCP6124 | INDCOIL | CT FOR PROTECTION | 600A | 10P20, CAST RESIN |  |  | 1300 | 0 | 1300 | 1300 | 600A 10P20,CAST RESIN | CT FOR PROTECTION | 0
INCP6125 | INDCOIL | CT FOR PROTECTION | 600A | 10P20, CAST RESIN |  |  | 1760 | 0 | 1760 | 1760 | 600A 10P20,EP CAST | CT FOR PROTECTION | 0
INCP7501 | INDCOIL | CT FOR PROTECTION | 75A | 5P10, TAPE INSULATED, INS. CLASS A |  |  | 510 | 0 | 510 | 510 | 75A 5P10,TAPE CL.A | CT FOR PROTECTION | 0
INCP7502 | INDCOIL | CT FOR PROTECTION | 75A | 5P10, TAPE INSULATED, INS. CLASS B |  |  | 510 | 0 | 510 | 510 | 75A 5P10,TAPE CL.B | CT FOR PROTECTION | 0
INCP7503 | INDCOIL | CT FOR PROTECTION | 75A | 5P10, TAPE INSULATED, INS. CLASS E |  |  | 900 | 0 | 900 | 900 | 75A 5P10,TAPE CL.E | CT FOR PROTECTION | 0
INCP7504 | INDCOIL | CT FOR PROTECTION | 75A | 5P10, CAST RESIN |  |  | 1355 | 0 | 1355 | 1355 | 75A 5P10,CAST RESIN | CT FOR PROTECTION | 0
INCP7505 | INDCOIL | CT FOR PROTECTION | 75A | 5P10, CAST RESIN |  |  | 1040 | 0 | 1040 | 1040 | 75A 5P10,EP CAST | CT FOR PROTECTION | 0
INCP7506 | INDCOIL | CT FOR PROTECTION | 75A | 5P15, TAPE INSULATED, INS. CLASS A |  |  | 765 | 0 | 765 | 765 | 75A 5P15,TAPE CL.A | CT FOR PROTECTION | 0
INCP7507 | INDCOIL | CT FOR PROTECTION | 75A | 5P15, TAPE INSULATED, INS. CLASS B |  |  | 765 | 0 | 765 | 765 | 75A 5P15,TAPE CL.B | CT FOR PROTECTION | 0
INCP7508 | INDCOIL | CT FOR PROTECTION | 75A | 5P15, TAPE INSULATED, INS. CLASS E |  |  | 765 | 0 | 765 | 765 | 75A 5P15,TAPE CL.E | CT FOR PROTECTION | 0
INCP7509 | INDCOIL | CT FOR PROTECTION | 75A | 5P15, CAST RESIN |  |  | 1155 | 0 | 1155 | 1155 | 75A 5P15,CAST RESIN | CT FOR PROTECTION | 0
INCP7510 | INDCOIL | CT FOR PROTECTION | 75A | 5P15, CAST RESIN |  |  | 1560 | 0 | 1560 | 1560 | 75A 5P15,EP CAST | CT FOR PROTECTION | 0
INCP7511 | INDCOIL | CT FOR PROTECTION | 75A | 5P20, TAPE INSULATED, INS. CLASS A |  |  | 1020 | 0 | 1020 | 1020 | 75A 5P20,TAPE CL.A | CT FOR PROTECTION | 0
INCP7512 | INDCOIL | CT FOR PROTECTION | 75A | 5P20, TAPE INSULATED, INS. CLASS B |  |  | 1020 | 0 | 1020 | 1020 | 75A 5P20,TAPE CL.B | CT FOR PROTECTION | 0
INCP7513 | INDCOIL | CT FOR PROTECTION | 75A | 5P20, TAPE INSULATED, INS. CLASS E |  |  | 1020 | 0 | 1020 | 1020 | 75A 5P20,TAPE CL.E | CT FOR PROTECTION | 0
INCP7514 | INDCOIL | CT FOR PROTECTION | 75A | 5P20, CAST RESIN |  |  | 1540 | 0 | 1540 | 1540 | 75A 5P20,CAST RESIN | CT FOR PROTECTION | 0
INCP7515 | INDCOIL | CT FOR PROTECTION | 75A | 5P20, CAST RESIN |  |  | 2080 | 0 | 2080 | 2080 | 75A 5P20,EP CAST | CT FOR PROTECTION | 0
INCP7516 | INDCOIL | CT FOR PROTECTION | 75A | 10P10, TAPE INSULATED, INS. CLASS A |  |  | 510 | 0 | 510 | 510 | 75A 10P10,TAPE CL.A | CT FOR PROTECTION | 0
INCP7517 | INDCOIL | CT FOR PROTECTION | 75A | 10P10, TAPE INSULATED, INS. CLASS B |  |  | 510 | 0 | 510 | 510 | 75A 10P10,TAPE CL.B | CT FOR PROTECTION | 0
INCP7518 | INDCOIL | CT FOR PROTECTION | 75A | 10P10, TAPE INSULATED, INS. CLASS E |  |  | 510 | 0 | 510 | 510 | 75A 10P10,TAPE CL.E | CT FOR PROTECTION | 0
INCP7519 | INDCOIL | CT FOR PROTECTION | 75A | 10P10, CAST RESIN |  |  | 770 | 0 | 770 | 770 | 75A 10P10,CAST RESIN | CT FOR PROTECTION | 0
INCP7520 | INDCOIL | CT FOR PROTECTION | 75A | 10P10, CAST RESIN |  |  | 1040 | 0 | 1040 | 1040 | 75A 10P10,EP CAST | CT FOR PROTECTION | 0
INCP7521 | INDCOIL | CT FOR PROTECTION | 75A | 10P20, TAPE INSULATED, INS. CLASS A |  |  | 1020 | 0 | 1020 | 1020 | 75A 10P20,TAPE CL.A | CT FOR PROTECTION | 0
INCP7522 | INDCOIL | CT FOR PROTECTION | 75A | 10P20, TAPE INSULATED, INS. CLASS B |  |  | 1020 | 0 | 1020 | 1020 | 75A 10P20,TAPE CL.B | CT FOR PROTECTION | 0
INCP7523 | INDCOIL | CT FOR PROTECTION | 75A | 10P20, TAPE INSULATED, INS. CLASS E |  |  | 1020 | 0 | 1020 | 1020 | 75A 10P20,TAPE CL.E | CT FOR PROTECTION | 0
INCP7524 | INDCOIL | CT FOR PROTECTION | 75A | 10P20, CAST RESIN |  |  | 1540 | 0 | 1540 | 1540 | 75A 10P20,CAST RESIN | CT FOR PROTECTION | 0
INCP7525 | INDCOIL | CT FOR PROTECTION | 75A | 10P20, CAST RESIN |  |  | 2080 | 0 | 2080 | 2080 | 75A 10P20,EP CAST | CT FOR PROTECTION | 0
INCP8101 | INDCOIL | CT FOR PROTECTION | 800A | 5P10, TAPE INSULATED, INS. CLASS A |  |  | 435 | 0 | 435 | 435 | 800A 5P10,TAPE CL.A | CT FOR PROTECTION | 0
INCP8102 | INDCOIL | CT FOR PROTECTION | 800A | 5P10, TAPE INSULATED, INS. CLASS B |  |  | 435 | 0 | 435 | 435 | 800A 5P10,TAPE CL.B | CT FOR PROTECTION | 0
INCP8103 | INDCOIL | CT FOR PROTECTION | 800A | 5P10, TAPE INSULATED, INS. CLASS E |  |  | 480 | 0 | 480 | 480 | 800A 5P10,TAPE CL.E | CT FOR PROTECTION | 0
INCP8104 | INDCOIL | CT FOR PROTECTION | 800A | 5P10, CAST RESIN |  |  | 715 | 0 | 715 | 715 | 800A 5P10,CAST RESIN | CT FOR PROTECTION | 0
INCP8105 | INDCOIL | CT FOR PROTECTION | 800A | 5P10, CAST RESIN |  |  | 880 | 0 | 880 | 880 | 800A 5P10,EP CAST | CT FOR PROTECTION | 0
INCP8106 | INDCOIL | CT FOR PROTECTION | 800A | 5P15, TAPE INSULATED, INS. CLASS A |  |  | 655 | 0 | 655 | 655 | 800A 5P15,TAPE CL.A | CT FOR PROTECTION | 0
INCP8107 | INDCOIL | CT FOR PROTECTION | 800A | 5P15, TAPE INSULATED, INS. CLASS B |  |  | 655 | 0 | 655 | 655 | 800A 5P15,TAPE CL.B | CT FOR PROTECTION | 0
INCP8108 | INDCOIL | CT FOR PROTECTION | 800A | 5P15, TAPE INSULATED, INS. CLASS E |  |  | 655 | 0 | 655 | 655 | 800A 5P15,TAPE CL.E | CT FOR PROTECTION | 0
INCP8109 | INDCOIL | CT FOR PROTECTION | 800A | 5P15, CAST RESIN |  |  | 975 | 0 | 975 | 975 | 800A 5P15,CAST RESIN | CT FOR PROTECTION | 0
INCP8110 | INDCOIL | CT FOR PROTECTION | 800A | 5P15, CAST RESIN |  |  | 1320 | 0 | 1320 | 1320 | 800A 5P15,EP CAST | CT FOR PROTECTION | 0
INCP8111 | INDCOIL | CT FOR PROTECTION | 800A | 5P20, TAPE INSULATED, INS. CLASS A |  |  | 870 | 0 | 870 | 870 | 800A 5P20,TAPE CL.A | CT FOR PROTECTION | 0
INCP8112 | INDCOIL | CT FOR PROTECTION | 800A | 5P20, TAPE INSULATED, INS. CLASS B |  |  | 870 | 0 | 870 | 870 | 800A 5P20,TAPE CL.B | CT FOR PROTECTION | 0
INCP8113 | INDCOIL | CT FOR PROTECTION | 800A | 5P20, TAPE INSULATED, INS. CLASS E |  |  | 870 | 0 | 870 | 870 | 800A 5P20,TAPE CL.E | CT FOR PROTECTION | 0
INCP8114 | INDCOIL | CT FOR PROTECTION | 800A | 5P20, CAST RESIN |  |  | 1300 | 0 | 1300 | 1300 | 800A 5P20,CAST RESIN | CT FOR PROTECTION | 0
INCP8115 | INDCOIL | CT FOR PROTECTION | 800A | 5P20, CAST RESIN |  |  | 1760 | 0 | 1760 | 1760 | 800A 5P20,EP CAST | CT FOR PROTECTION | 0
INCP8116 | INDCOIL | CT FOR PROTECTION | 800A | 10P10, TAPE INSULATED, INS. CLASS A |  |  | 435 | 0 | 435 | 435 | 800A 10P10,TAPE CL.A | CT FOR PROTECTION | 0
INCP8117 | INDCOIL | CT FOR PROTECTION | 800A | 10P10, TAPE INSULATED, INS. CLASS B |  |  | 435 | 0 | 435 | 435 | 800A 10P10,TAPE CL.B | CT FOR PROTECTION | 0
INCP8118 | INDCOIL | CT FOR PROTECTION | 800A | 10P10, TAPE INSULATED, INS. CLASS E |  |  | 435 | 0 | 435 | 435 | 800A 10P10,TAPE CL.E | CT FOR PROTECTION | 0
INCP8119 | INDCOIL | CT FOR PROTECTION | 800A | 10P10, CAST RESIN |  |  | 650 | 0 | 650 | 650 | 800A 10P10,CAST RESIN | CT FOR PROTECTION | 0
INCP8120 | INDCOIL | CT FOR PROTECTION | 800A | 10P10, CAST RESIN |  |  | 880 | 0 | 880 | 880 | 800A 10P10,EP CAST | CT FOR PROTECTION | 0
INCP8121 | INDCOIL | CT FOR PROTECTION | 800A | 10P20, TAPE INSULATED, INS. CLASS A |  |  | 870 | 0 | 870 | 870 | 800A 10P20,TAPE CL.A | CT FOR PROTECTION | 0
INCP8122 | INDCOIL | CT FOR PROTECTION | 800A | 10P20, TAPE INSULATED, INS. CLASS B |  |  | 870 | 0 | 870 | 870 | 800A 10P20,TAPE CL.B | CT FOR PROTECTION | 0
INCP8123 | INDCOIL | CT FOR PROTECTION | 800A | 10P20, TAPE INSULATED, INS. CLASS E |  |  | 870 | 0 | 870 | 870 | 800A 10P20,TAPE CL.E | CT FOR PROTECTION | 0
INCP8124 | INDCOIL | CT FOR PROTECTION | 800A | 10P20, CAST RESIN |  |  | 1300 | 0 | 1300 | 1300 | 800A 10P20,CAST RESIN | CT FOR PROTECTION | 0
INCP8125 | INDCOIL | CT FOR PROTECTION | 800A | 10P20, CAST RESIN |  |  | 1760 | 0 | 1760 | 1760 | 800A 10P20,EP CAST | CT FOR PROTECTION | 0
INTF1101 | INDCOIL | CONTROL T/F | 100VA ,1 PHASE | INSULATION CLASS E |  |  | 660 | 0 | 660 | 660 | 100VA CLASS E | 1 PHASE CONTROL T/F | 0
INTF1201 | INDCOIL | CONTROL T/F | 1000VA ,1 PHASE | INSULATION CLASS E |  |  | 2900 | 0 | 2900 | 2900 | 1000VA CLASS E | 1 PHASE CONTROL T/F | 0
INTF1601 | INDCOIL | CONTROL T/F | 150VA ,1 PHASE | INSULATION CLASS E |  |  | 770 | 0 | 770 | 770 | 150VA CLASS E | 1 PHASE CONTROL T/F | 0
INTF1701 | INDCOIL | CONTROL T/F | 1500VA ,1 PHASE | INSULATION CLASS E |  |  | 3900 | 0 | 3900 | 3900 | 1500VA CLASS E | 1 PHASE CONTROL T/F | 0
INTF2101 | INDCOIL | CONTROL T/F | 200VA ,1 PHASE | INSULATION CLASS E |  |  | 970 | 0 | 970 | 970 | 200VA CLASS E | 1 PHASE CONTROL T/F | 0
INTF2201 | INDCOIL | CONTROL T/F | 2000VA ,1 PHASE | INSULATION CLASS E |  |  | 4600 | 0 | 4600 | 4600 | 2000VA CLASS E | 1 PHASE CONTROL T/F | 0
INTF2601 | INDCOIL | CONTROL T/F | 250VA ,1 PHASE | INSULATION CLASS E |  |  | 1100 | 0 | 1100 | 1100 | 250VA CLASS E | 1 PHASE CONTROL T/F | 0
INTF2701 | INDCOIL | CONTROL T/F | 2500VA ,1 PHASE | INSULATION CLASS E |  |  | 5720 | 0 | 5720 | 5720 | 2500VA CLASS E | 1 PHASE CONTROL T/F | 0
INTF3101 | INDCOIL | CONTROL T/F | 300VA ,1 PHASE | INSULATION CLASS E |  |  | 1330 | 0 | 1330 | 1330 | 300VA CLASS E | 1 PHASE CONTROL T/F | 0
INTF3201 | INDCOIL | CONTROL T/F | 3000VA ,1 PHASE | INSULATION CLASS E |  |  | 6500 | 0 | 6500 | 6500 | 3000VA CLASS E | 1 PHASE CONTROL T/F | 0
INTF3701 | INDCOIL | CONTROL T/F | 3500VA ,1 PHASE | INSULATION CLASS E |  |  | 8700 | 0 | 8700 | 8700 | 3500VA CLASS E | 1 PHASE CONTROL T/F | 0
INTF4101 | INDCOIL | CONTROL T/F | 400VA ,1 PHASE | INSULATION CLASS E |  |  | 1670 | 0 | 1670 | 1670 | 400VA CLASS E | 1 PHASE CONTROL T/F | 0
INTF4201 | INDCOIL | CONTROL T/F | 4000VA ,1 PHASE | INSULATION CLASS E |  |  | 9500 | 0 | 9500 | 9500 | 4000VA CLASS E | 1 PHASE CONTROL T/F | 0
INTF5001 | INDCOIL | CONTROL T/F | 50VA ,1 PHASE | INSULATION CLASS E |  |  | 460 | 0 | 460 | 460 | 50VA CLASS E | 1 PHASE CONTROL T/F | 0
INTF5101 | INDCOIL | CONTROL T/F | 500VA ,1 PHASE | INSULATION CLASS E |  |  | 2000 | 0 | 2000 | 2000 | 500VA CLASS E | 1 PHASE CONTROL T/F | 0
INTF5201 | INDCOIL | CONTROL T/F | 5000VA ,1 PHASE | INSULATION CLASS E |  |  | 11400 | 0 | 11400 | 11400 | 5000VA CLASS E | 1 PHASE CONTROL T/F | 0
INTF6101 | INDCOIL | CONTROL T/F | 600VA ,1 PHASE | INSULATION CLASS E |  |  | 2180 | 0 | 2180 | 2180 | 600VA CLASS E | 1 PHASE CONTROL T/F | 0
INTF6201 | INDCOIL | CONTROL T/F | 6000VA ,1 PHASE | INSULATION CLASS E |  |  | 13000 | 0 | 13000 | 13000 | 6000VA CLASS E | 1 PHASE CONTROL T/F | 0
INTF7201 | INDCOIL | CONTROL T/F | 7000VA ,1 PHASE | INSULATION CLASS E |  |  | 15200 | 0 | 15200 | 15200 | 7000VA CLASS E | 1 PHASE CONTROL T/F | 0
INTF7501 | INDCOIL | CONTROL T/F | 75VA ,1 PHASE | INSULATION CLASS E |  |  | 560 | 0 | 560 | 560 | 75VA CLASS E | 1 PHASE CONTROL T/F | 0
INTF7601 | INDCOIL | CONTROL T/F | 750VA ,1 PHASE | INSULATION CLASS E |  |  | 2450 | 0 | 2450 | 2450 | 750VA CLASS E | 1 PHASE CONTROL T/F | 0
INTF7701 | INDCOIL | CONTROL T/F | 7500VA ,1 PHASE | INSULATION CLASS E |  |  | 16400 | 0 | 16400 | 16400 | 7500VA CLASS E | 1 PHASE CONTROL T/F | 0
INTF8101 | INDCOIL | CONTROL T/F | 800VA ,1 PHASE | INSULATION CLASS E |  |  | 2600 | 0 | 2600 | 2600 | 800VA CLASS E | 1 PHASE CONTROL T/F | 0
KAPT1101 | KAPPA | POTENTIAL T/F | 100 VA,1 PHASE | VOLTAGE FACTOR 1.2 CONT. &1.5 FOR 30 SEC. | TAPE INSULATED | ACC. CLASS 0.5 | 2375 | 0 | 2375 | 2375 | 100 VA,1.2 FOR 3s | 100 VA,1 PHASE PT'S | 0
KAPT1102 | KAPPA | POTENTIAL T/F | 100 VA,1 PHASE | VOLTAGE FACTOR 1.2 CONT. &1.5 FOR 30 SEC. | TAPE INSULATED | ACC. CLASS 1.0 | 1425 | 0 | 1425 | 1425 | 100 VA,1.2 FOR 3s | 100 VA,1 PHASE PT'S | 0
KAPT1103 | KAPPA | POTENTIAL T/F | 100 VA,1 PHASE | VOLTAGE FACTOR 1.2 CONT. &1.5 FOR 30 SEC. | TAPE INSULATED | ACC. CLASS 3.0 | 1313 | 0 | 1313 | 1313 | 100 VA,1.2 FOR 3s | 100 VA,1 PHASE PT'S | 0
KAPT1104 | KAPPA | POTENTIAL T/F | 100 VA,1 PHASE | VOLTAGE FACTOR 1.2 CONT. &1.5 FOR 30 SEC. | CAST RESIN | ACC. CLASS 0.5 | 2500 | 0 | 2500 | 2500 | 100 VA,1.2 FOR 3s | 100 VA,1 PHASE PT'S | 0
KAPT1105 | KAPPA | POTENTIAL T/F | 100 VA,1 PHASE | VOLTAGE FACTOR 1.2 CONT. &1.5 FOR 30 SEC. | CAST RESIN | ACC. CLASS 1.0 | 1525 | 0 | 1525 | 1525 | 100 VA,1.2 FOR 3s | 100 VA,1 PHASE PT'S | 0
KAPT1106 | KAPPA | POTENTIAL T/F | 100 VA,1 PHASE | VOLTAGE FACTOR 1.2 CONT. &1.5 FOR 30 SEC. | CAST RESIN | ACC. CLASS 3.0 | 1406 | 0 | 1406 | 1406 | 100 VA,1.2 FOR 3s | 100 VA,1 PHASE PT'S | 0
KAPT1107 | KAPPA | POTENTIAL T/F | 100 VA,1 PHASE | VOLTAGE FACTOR 1.2 CONT. &1.5 FOR 30 SEC. | EPOXY CAST RESIN | ACC. CLASS 0.5 | 2625 | 0 | 2625 | 2625 | 100 VA,1.2 FOR 3s | 100 VA,1 PHASE PT'S | 0
KAPT1108 | KAPPA | POTENTIAL T/F | 100 VA,1 PHASE | VOLTAGE FACTOR 1.2 CONT. &1.5 FOR 30 SEC. | EPOXY CAST RESIN | ACC. CLASS 1.0 | 1625 | 0 | 1625 | 1625 | 100 VA,1.2 FOR 3s | 100 VA,1 PHASE PT'S | 0
KAPT1109 | KAPPA | POTENTIAL T/F | 100 VA,1 PHASE | VOLTAGE FACTOR 1.2 CONT. &1.5 FOR 30 SEC. | EPOXY CAST RESIN | ACC. CLASS 3.0 | 1500 | 0 | 1500 | 1500 | 100 VA,1.2 FOR 3s | 100 VA,1 PHASE PT'S | 0
KAPT1110 | KAPPA | POTENTIAL T/F | 100 VA,1 PHASE | VOLTAGE FACTOR 1.2 CONT. &1.9 FOR 8 HRS. | TAPE INSULATED | ACC. CLASS 0.5 | 4275 | 0 | 4275 | 4275 | 100 VA,1.2 FOR 3s | 100 VA,1 PHASE PT'S | 0
KAPT1111 | KAPPA | POTENTIAL T/F | 100 VA,1 PHASE | VOLTAGE FACTOR 1.2 CONT. &1.9 FOR 8 HRS. | TAPE INSULATED | ACC. CLASS 1.0 | 2563 | 0 | 2563 | 2563 | 100 VA,1.2 FOR 3s | 100 VA,1 PHASE PT'S | 0
KAPT1112 | KAPPA | POTENTIAL T/F | 100 VA,1 PHASE | VOLTAGE FACTOR 1.2 CONT. &1.9 FOR 8 HRS. | TAPE INSULATED | ACC. CLASS 3.0 | 2363 | 0 | 2363 | 2363 | 100 VA,1.2 FOR 3s | 100 VA,1 PHASE PT'S | 0
KAPT1113 | KAPPA | POTENTIAL T/F | 100 VA,1 PHASE | VOLTAGE FACTOR 1.2 CONT. &1.9 FOR 8 HRS. | CAST RESIN | ACC. CLASS 0.5 | 4500 | 0 | 4500 | 4500 | 100 VA,1.2 FOR 3s | 100 VA,1 PHASE PT'S | 0
KAPT1114 | KAPPA | POTENTIAL T/F | 100 VA,1 PHASE | VOLTAGE FACTOR 1.2 CONT. &1.9 FOR 8 HRS. | CAST RESIN | ACC. CLASS 1.0 | 2750 | 0 | 2750 | 2750 | 100 VA,1.2 FOR 3s | 100 VA,1 PHASE PT'S | 0
KAPT1115 | KAPPA | POTENTIAL T/F | 100 VA,1 PHASE | VOLTAGE FACTOR 1.2 CONT. &1.9 FOR 8 HRS. | CAST RESIN | ACC. CLASS 3.0 | 2531 | 0 | 2531 | 2531 | 100 VA,1.2 FOR 3s | 100 VA,1 PHASE PT'S | 0
KAPT1116 | KAPPA | POTENTIAL T/F | 100 VA,1 PHASE | VOLTAGE FACTOR 1.2 CONT. &1.9 FOR 8 HRS. | EPOXY CAST RESIN | ACC. CLASS 0.5 | 4725 | 0 | 4725 | 4725 | 100 VA,1.2 FOR 3s | 100 VA,1 PHASE PT'S | 0
KAPT1117 | KAPPA | POTENTIAL T/F | 100 VA,1 PHASE | VOLTAGE FACTOR 1.2 CONT. &1.9 FOR 8 HRS. | EPOXY CAST RESIN | ACC. CLASS 1.0 | 2925 | 0 | 2925 | 2925 | 100 VA,1.2 FOR 3s | 100 VA,1 PHASE PT'S | 0
KAPT1118 | KAPPA | POTENTIAL T/F | 100 VA,1 PHASE | VOLTAGE FACTOR 1.2 CONT. &1.9 FOR 8 HRS. | EPOXY CAST RESIN | ACC. CLASS 3.0 | 2700 | 0 | 2700 | 2700 | 100 VA,1.2 FOR 3s | 100 VA,1 PHASE PT'S | 0
KAPT1501 | KAPPA | POTENTIAL T/F | 15 VA,1 PHASE | VOLTAGE FACTOR 1.2 CONT. &1.5 FOR 30 SEC. | TAPE INSULATED | ACC. CLASS 0.5 | 875 | 0 | 875 | 875 | 15 VA,1.2 FOR 3s | 15 VA,1 PHASE PT'S | 0
KAPT1502 | KAPPA | POTENTIAL T/F | 15 VA,1 PHASE | VOLTAGE FACTOR 1.2 CONT. &1.5 FOR 30 SEC. | TAPE INSULATED | ACC. CLASS 1.0 | 613 | 0 | 613 | 613 | 15 VA,1.2 FOR 3s | 15 VA,1 PHASE PT'S | 0
KAPT1503 | KAPPA | POTENTIAL T/F | 15 VA,1 PHASE | VOLTAGE FACTOR 1.2 CONT. &1.5 FOR 30 SEC. | TAPE INSULATED | ACC. CLASS 3.0 | 556 | 0 | 556 | 556 | 15 VA,1.2 FOR 3s | 15 VA,1 PHASE PT'S | 0
KAPT1504 | KAPPA | POTENTIAL T/F | 15 VA,1 PHASE | VOLTAGE FACTOR 1.2 CONT. &1.5 FOR 30 SEC. | CAST RESIN | ACC. CLASS 0.5 | 952 | 0 | 952 | 952 | 15 VA,1.2 FOR 3s | 15 VA,1 PHASE PT'S | 0
KAPT1505 | KAPPA | POTENTIAL T/F | 15 VA,1 PHASE | VOLTAGE FACTOR 1.2 CONT. &1.5 FOR 30 SEC. | CAST RESIN | ACC. CLASS 1.0 | 663 | 0 | 663 | 663 | 15 VA,1.2 FOR 3s | 15 VA,1 PHASE PT'S | 0
KAPT1506 | KAPPA | POTENTIAL T/F | 15 VA,1 PHASE | VOLTAGE FACTOR 1.2 CONT. &1.5 FOR 30 SEC. | CAST RESIN | ACC. CLASS 3.0 | 600 | 0 | 600 | 600 | 15 VA,1.2 FOR 3s | 15 VA,1 PHASE PT'S | 0
KAPT1507 | KAPPA | POTENTIAL T/F | 15 VA,1 PHASE | VOLTAGE FACTOR 1.2 CONT. &1.5 FOR 30 SEC. | EPOXY CAST RESIN | ACC. CLASS 0.5 | 1000 | 0 | 1000 | 1000 | 15 VA,1.2 FOR 3s | 15 VA,1 PHASE PT'S | 0
KAPT1508 | KAPPA | POTENTIAL T/F | 15 VA,1 PHASE | VOLTAGE FACTOR 1.2 CONT. &1.5 FOR 30 SEC. | EPOXY CAST RESIN | ACC. CLASS 1.0 | 719 | 0 | 719 | 719 | 15 VA,1.2 FOR 3s | 15 VA,1 PHASE PT'S | 0
KAPT1509 | AE | POTENTIAL T/F | 15 VA,1 PHASE | VOLTAGE FACTOR 1.2 CONT. &1.5 FOR 30 SEC. | EPOXY CAST RESIN | ACC. CLASS 3.0 | 650 | 0 | 650 | 650 | 15 VA,1.2 FOR 3s | 15 VA,1 PHASE PT'S | 0
KAPT1510 | KAPPA | POTENTIAL T/F | 15 VA,1 PHASE | VOLTAGE FACTOR 1.2 CONT. &1.9 FOR 8 HRS. | TAPE INSULATED | ACC. CLASS 0.5 | 1575 | 0 | 1575 | 1575 | 15 VA,1.2 FOR 3s | 15 VA,1 PHASE PT'S | 0
KAPT1511 | KAPPA | POTENTIAL T/F | 15 VA,1 PHASE | VOLTAGE FACTOR 1.2 CONT. &1.9 FOR 8 HRS. | TAPE INSULATED | ACC. CLASS 1.0 | 1106 | 0 | 1106 | 1106 | 15 VA,1.2 FOR 3s | 15 VA,1 PHASE PT'S | 0
KAPT1512 | KAPPA | POTENTIAL T/F | 15 VA,1 PHASE | VOLTAGE FACTOR 1.2 CONT. &1.9 FOR 8 HRS. | TAPE INSULATED | ACC. CLASS 3.0 | 1000 | 0 | 1000 | 1000 | 15 VA,1.2 FOR 3s | 15 VA,1 PHASE PT'S | 0
KAPT1513 | KAPPA | POTENTIAL T/F | 15 VA,1 PHASE | VOLTAGE FACTOR 1.2 CONT. &1.9 FOR 8 HRS. | CAST RESIN | ACC. CLASS 0.5 | 1669 | 0 | 1669 | 1669 | 15 VA,1.2 FOR 3s | 15 VA,1 PHASE PT'S | 0
KAPT1514 | KAPPA | POTENTIAL T/F | 15 VA,1 PHASE | VOLTAGE FACTOR 1.2 CONT. &1.9 FOR 8 HRS. | CAST RESIN | ACC. CLASS 1.0 | 1194 | 0 | 1194 | 1194 | 15 VA,1.2 FOR 3s | 15 VA,1 PHASE PT'S | 0
KAPT1515 | KAPPA | POTENTIAL T/F | 15 VA,1 PHASE | VOLTAGE FACTOR 1.2 CONT. &1.9 FOR 8 HRS. | CAST RESIN | ACC. CLASS 3.0 | 1081 | 0 | 1081 | 1081 | 15 VA,1.2 FOR 3s | 15 VA,1 PHASE PT'S | 0
KAPT1516 | KAPPA | POTENTIAL T/F | 15 VA,1 PHASE | VOLTAGE FACTOR 1.2 CONT. &1.9 FOR 8 HRS. | EPOXY CAST RESIN | ACC. CLASS 0.5 | 1800 | 0 | 1800 | 1800 | 15 VA,1.2 FOR 3s | 15 VA,1 PHASE PT'S | 0
KAPT1517 | KAPPA | POTENTIAL T/F | 15 VA,1 PHASE | VOLTAGE FACTOR 1.2 CONT. &1.9 FOR 8 HRS. | EPOXY CAST RESIN | ACC. CLASS 1.0 | 1294 | 0 | 1294 | 1294 | 15 VA,1.2 FOR 3s | 15 VA,1 PHASE PT'S | 0
KAPT1518 | KAPPA | POTENTIAL T/F | 15 VA,1 PHASE | VOLTAGE FACTOR 1.2 CONT. &1.9 FOR 8 HRS. | EPOXY CAST RESIN | ACC. CLASS 3.0 | 1175 | 0 | 1175 | 1175 | 15 VA,1.2 FOR 3s | 15 VA,1 PHASE PT'S | 0
KAPT2126 | KAPPA | POTENTIAL T/F | 200VA | EPOXY CAST RESIN |  |  | 7813 | 0 | 7813 | 7813 | 200VA EPOXY CAST | 200VA PT'S | 0
KAPT5001 | KAPPA | POTENTIAL T/F | 50 VA,1 PHASE | VOLTAGE FACTOR 1.2 CONT. &1.5 FOR 30 SEC. | TAPE INSULATED | ACC. CLASS 0.5 | 1425 | 0 | 1425 | 1425 | 50 VA,1.2 FOR 3s | 50 VA,1 PHASE PT'S | 0
KAPT5002 | KAPPA | POTENTIAL T/F | 50 VA,1 PHASE | VOLTAGE FACTOR 1.2 CONT. &1.5 FOR 30 SEC. | TAPE INSULATED | ACC. CLASS 1.0 | 963 | 0 | 963 | 963 | 50 VA,1.2 FOR 3s | 50 VA,1 PHASE PT'S | 0
KAPT5003 | KAPPA | POTENTIAL T/F | 50 VA,1 PHASE | VOLTAGE FACTOR 1.2 CONT. &1.5 FOR 30 SEC. | TAPE INSULATED | ACC. CLASS 3.0 | 875 | 0 | 875 | 875 | 50 VA,1.2 FOR 3s | 50 VA,1 PHASE PT'S | 0
KAPT5004 | KAPPA | POTENTIAL T/F | 50 VA,1 PHASE | VOLTAGE FACTOR 1.2 CONT. &1.5 FOR 30 SEC. | CAST RESIN | ACC. CLASS 0.5 | 1525 | 0 | 1525 | 1525 | 50 VA,1.2 FOR 3s | 50 VA,1 PHASE PT'S | 0
KAPT5005 | KAPPA | POTENTIAL T/F | 50 VA,1 PHASE | VOLTAGE FACTOR 1.2 CONT. &1.5 FOR 30 SEC. | CAST RESIN | ACC. CLASS 1.0 | 1031 | 0 | 1031 | 1031 | 50 VA,1.2 FOR 3s | 50 VA,1 PHASE PT'S | 0
KAPT5006 | KAPPA | POTENTIAL T/F | 50 VA,1 PHASE | VOLTAGE FACTOR 1.2 CONT. &1.5 FOR 30 SEC. | CAST RESIN | ACC. CLASS 3.0 | 925 | 0 | 925 | 925 | 50 VA,1.2 FOR 3s | 50 VA,1 PHASE PT'S | 0
KAPT5007 | KAPPA | POTENTIAL T/F | 50 VA,1 PHASE | VOLTAGE FACTOR 1.2 CONT. &1.5 FOR 30 SEC. | EPOXY CAST RESIN | ACC. CLASS 0.5 | 1625 | 0 | 1625 | 1625 | 50 VA,1.2 FOR 3s | 50 VA,1 PHASE PT'S | 0
KAPT5008 | KAPPA | POTENTIAL T/F | 50 VA,1 PHASE | VOLTAGE FACTOR 1.2 CONT. &1.5 FOR 30 SEC. | EPOXY CAST RESIN | ACC. CLASS 1.0 | 1094 | 0 | 1094 | 1094 | 50 VA,1.2 FOR 3s | 50 VA,1 PHASE PT'S | 0
KAPT5009 | KAPPA | POTENTIAL T/F | 50 VA,1 PHASE | VOLTAGE FACTOR 1.2 CONT. &1.5 FOR 30 SEC. | EPOXY CAST RESIN | ACC. CLASS 3.0 | 1000 | 0 | 1000 | 1000 | 50 VA,1.2 FOR 3s | 50 VA,1 PHASE PT'S | 0
KAPT5010 | KAPPA | POTENTIAL T/F | 50 VA,1 PHASE | VOLTAGE FACTOR 1.2 CONT. &1.9 FOR 8 HRS. | TAPE INSULATED | ACC. CLASS 0.5 | 2563 | 0 | 2563 | 2563 | 50 VA,1.2 FOR 3s | 50 VA,1 PHASE PT'S | 0
KAPT5011 | KAPPA | POTENTIAL T/F | 50 VA,1 PHASE | VOLTAGE FACTOR 1.2 CONT. &1.9 FOR 8 HRS. | TAPE INSULATED | ACC. CLASS 1.0 | 1731 | 0 | 1731 | 1731 | 50 VA,1.2 FOR 3s | 50 VA,1 PHASE PT'S | 0
KAPT5012 | KAPPA | POTENTIAL T/F | 50 VA,1 PHASE | VOLTAGE FACTOR 1.2 CONT. &1.9 FOR 8 HRS. | TAPE INSULATED | ACC. CLASS 3.0 | 1575 | 0 | 1575 | 1575 | 50 VA,1.2 FOR 3s | 50 VA,1 PHASE PT'S | 0
KAPT5013 | KAPPA | POTENTIAL T/F | 50 VA,1 PHASE | VOLTAGE FACTOR 1.2 CONT. &1.9 FOR 8 HRS. | CAST RESIN | ACC. CLASS 0.5 | 2750 | 0 | 2750 | 2750 | 50 VA,1.2 FOR 3s | 50 VA,1 PHASE PT'S | 0
KAPT5014 | KAPPA | POTENTIAL T/F | 50 VA,1 PHASE | VOLTAGE FACTOR 1.2 CONT. &1.9 FOR 8 HRS. | CAST RESIN | ACC. CLASS 1.0 | 1856 | 0 | 1856 | 1856 | 50 VA,1.2 FOR 3s | 50 VA,1 PHASE PT'S | 0
KAPT5015 | KAPPA | POTENTIAL T/F | 50 VA,1 PHASE | VOLTAGE FACTOR 1.2 CONT. &1.9 FOR 8 HRS. | CAST RESIN | ACC. CLASS 3.0 | 1669 | 0 | 1669 | 1669 | 50 VA,1.2 FOR 3s | 50 VA,1 PHASE PT'S | 0
KAPT5016 | KAPPA | POTENTIAL T/F | 50 VA,1 PHASE | VOLTAGE FACTOR 1.2 CONT. &1.9 FOR 8 HRS. | EPOXY CAST RESIN | ACC. CLASS 0.5 | 2925 | 0 | 2925 | 2925 | 50 VA,1.2 FOR 3s | 50 VA,1 PHASE PT'S | 0
KAPT5017 | KAPPA | POTENTIAL T/F | 50 VA,1 PHASE | VOLTAGE FACTOR 1.2 CONT. &1.9 FOR 8 HRS. | EPOXY CAST RESIN | ACC. CLASS 1.0 | 1969 | 0 | 1969 | 1969 | 50 VA,1.2 FOR 3s | 50 VA,1 PHASE PT'S | 0
KAPT5018 | KAPPA | POTENTIAL T/F | 50 VA,1 PHASE | VOLTAGE FACTOR 1.2 CONT. &1.9 FOR 8 HRS. | EPOXY CAST RESIN | ACC. CLASS 3.0 | 1800 | 0 | 1800 | 1800 | 50 VA,1.2 FOR 3s | 50 VA,1 PHASE PT'S | 0
KCAS1201 | KAYCEE | ASS | 12A | 4 POSITION | TYPE 4T39AP |  | 193.75 | 0 | 193.75 | 155 | 12A 4 POSITION | AMMETER SELECTOR SWITCH | 0
KCSA0611 | KAYCEE | SELECTOR SWITCH (AC) | 6A | 1 POLE(ON/OFF) | ROTARY CAM TYPE |  | 103.75 | 0 | 103.75 | 83 | 6A 1P(ON/OFF) | 6A 1P(ON/OFF) SEL. SWITCH | 0
KCSA0612 | KAYCEE | SELECTOR SWITCH (AC) | 6A | 1 POLE(2 WAY NO OFF) | ROTARY CAM TYPE |  | 120 | 0 | 120 | 96 | 6A 1P(2 WAY NO OFF) | 6A 1P(2 WAY NO OFF) SEL. SWITCH | 0
KCSA0613 | KAYCEE | SELECTOR SWITCH (AC) | 6A | 1 POLE(2 WAY WITH OFF) | ROTARY CAM TYPE |  | 120 | 0 | 120 | 96 | 6A 1P(2 WAY WITH OFF) | 6A 1P(2 WAY WITH OFF) SEL. SWITCH | 0
KCSA0614 | KAYCEE | SELECTOR SWITCH (AC) | 6A | 1 POLE(3 WAY NO OFF) | ROTARY CAM TYPE |  | 151.25 | 0 | 151.25 | 121 | 6A 1P(3 WAY NO OFF) | 6A 1P(3 WAY NO OFF) SEL. SWITCH | 0
KCSA0615 | KAYCEE | SELECTOR SWITCH (AC) | 6A | 1 POLE(3 WAY WITH OFF) | ROTARY CAM TYPE |  | 151.25 | 0 | 151.25 | 121 | 6A 1P(3 WAY WITH OFF) | 6A 1P(3 WAY WITH OFF) SEL. SWITCH | 0
KCSA0616 | KAYCEE | SELECTOR SWITCH (AC) | 6A | 1 POLE(4 WAY NO OFF) | ROTARY CAM TYPE |  | 163.75 | 0 | 163.75 | 131 | 6A 1P(4 WAY NO OFF) | 6A 1P(4 WAY NO OFF) SEL. SWITCH | 0
KCSA0621 | KAYCEE | SELECTOR SWITCH (AC) | 6A | 2 POLE(ON/OFF) | ROTARY CAM TYPE |  | 120 | 0 | 120 | 96 | 6A 2P(ON/OFF) | 6A 2P(ON/OFF) SEL. SWITCH | 0
KCSA0622 | KAYCEE | SELECTOR SWITCH (AC) | 6A | 2 POLE(2 WAY NO OFF) | ROTARY CAM TYPE |  | 175 | 0 | 175 | 140 | 6A 2P(2 WAY NO OFF) | 6A 2P(2 WAY NO OFF) SEL. SWITCH | 0
KCSA0623 | KAYCEE | SELECTOR SWITCH (AC) | 6A | 2 POLE(2 WAY WITH OFF) | ROTARY CAM TYPE |  | 175 | 0 | 175 | 140 | 6A 2P(2 WAY WITH OFF) | 6A 2P(2 WAY WITH OFF) SEL. SWITCH | 0
KCSA0624 | KAYCEE | SELECTOR SWITCH (AC) | 6A | 2 POLE(3 WAY NO OFF) | ROTARY CAM TYPE |  | 220 | 0 | 220 | 176 | 6A 2P(3 WAY NO OFF) | 6A 2P(3 WAY NO OFF) SEL. SWITCH | 0
KCSA0625 | KAYCEE | SELECTOR SWITCH (AC) | 6A | 2 POLE(3 WAY WITH OFF) | ROTARY CAM TYPE |  | 220 | 0 | 220 | 176 | 6A 2P(3 WAY WITH OFF) | 6A 2P(3 WAY WITH OFF) SEL. SWITCH | 0
KCSA0626 | KAYCEE | SELECTOR SWITCH (AC) | 6A | 2 POLE(4 WAY NO OFF) | ROTARY CAM TYPE |  | 260 | 0 | 260 | 208 | 6A 2P(4 WAY NO OFF) | 6A 2P(4 WAY NO OFF) SEL. SWITCH | 0
KCSA0631 | KAYCEE | SELECTOR SWITCH (AC) | 6A | 3 POLE(ON/OFF) | ROTARY CAM TYPE |  | 148.75 | 0 | 148.75 | 119 | 6A 3P(ON/OFF) | 6A 3P(ON/OFF) SEL. SWITCH | 0
KCSA0632 | KAYCEE | SELECTOR SWITCH (AC) | 6A | 3 POLE(2 WAY NO OFF) | ROTARY CAM TYPE |  | 220 | 0 | 220 | 176 | 6A 3P(2 WAY NO OFF) | 6A 3P(2 WAY NO OFF) SEL. SWITCH | 0
KCSA0633 | KAYCEE | SELECTOR SWITCH (AC) | 6A | 3 POLE(2 WAY WITH OFF) | ROTARY CAM TYPE |  | 220 | 0 | 220 | 176 | 6A 3P(2 WAY WITH OFF) | 6A 3P(2 WAY WITH OFF) SEL. SWITCH | 0
KCSA0634 | KAYCEE | SELECTOR SWITCH (AC) | 6A | 3 POLE(3 WAY NO OFF) | ROTARY CAM TYPE |  | 338.75 | 0 | 338.75 | 271 | 6A 3P(3 WAY NO OFF) | 6A 3P(3 WAY NO OFF) SEL. SWITCH | 0
KCSA0635 | KAYCEE | SELECTOR SWITCH (AC) | 6A | 3 POLE(3 WAY WITH OFF) | ROTARY CAM TYPE |  | 338.75 | 0 | 338.75 | 271 | 6A 3P(3 WAY WITH OFF) | 6A 3P(3 WAY WITH OFF) SEL. SWITCH | 0
KCSA0636 | KAYCEE | SELECTOR SWITCH (AC) | 6A | 3 POLE(4 WAY NO OFF) | ROTARY CAM TYPE |  | 371.25 | 0 | 371.25 | 297 | 6A 3P(4 WAY NO OFF) | 6A 3P(4 WAY NO OFF) SEL. SWITCH | 0
KCSA0641 | KAYCEE | SELECTOR SWITCH (AC) | 6A | 4 POLE(ON/OFF) | ROTARY CAM TYPE |  | 175 | 0 | 175 | 140 | 6A 4P(ON/OFF) | 6A 4P(ON/OFF) SEL. SWITCH | 0
KCSA0642 | KAYCEE | SELECTOR SWITCH (AC) | 6A | 4 POLE(2 WAY NO OFF) | ROTARY CAM TYPE |  | 285 | 0 | 285 | 228 | 6A 4P(2 WAY NO OFF) | 6A 4P(2 WAY NO OFF) SEL. SWITCH | 0
KCSA0643 | KAYCEE | SELECTOR SWITCH (AC) | 6A | 4 POLE(2 WAY WITH OFF) | ROTARY CAM TYPE |  | 285 | 0 | 285 | 228 | 6A 4P(2 WAY WITH OFF) | 6A 4P(2 WAY WITH OFF) SEL. SWITCH | 0
KCSA0644 | KAYCEE | SELECTOR SWITCH (AC) | 6A | 4 POLE(3 WAY NO OFF) | ROTARY CAM TYPE |  | 425 | 0 | 425 | 340 | 6A 4P(3 WAY NO OFF) | 6A 4P(3 WAY NO OFF) SEL. SWITCH | 0
KCSA0645 | KAYCEE | SELECTOR SWITCH (AC) | 6A | 4 POLE(3 WAY WITH OFF) | ROTARY CAM TYPE |  | 425 | 0 | 425 | 340 | 6A 4P(3 WAY WITH OFF) | 6A 4P(3 WAY WITH OFF) SEL. SWITCH | 0
KCSA0646 | KAYCEE | SELECTOR SWITCH (AC) | 6A | 4 POLE(4 WAY NO OFF) | ROTARY CAM TYPE |  | 506.25 | 0 | 506.25 | 405 | 6A 4P(4 WAY NO OFF) | 6A 4P(4 WAY NO OFF) SEL. SWITCH | 0
KCSA101A | KAYCEE | SELECTOR SWITCH (AC) | 10A | 1 POLE(ON/OFF) | ROTARY TYPE |  | 187.5 | 0 | 187.5 | 150 | 10A 1P(ON/OFF) | 10A 1P(ON/OFF) SEL. SWITCH | 0
KCSA101B | KAYCEE | SELECTOR SWITCH (AC) | 10A | 1 POLE(2 WAY NO OFF) | ROTARY TYPE |  | 220 | 0 | 220 | 176 | 10A 1P(2 WAY NO OFF) | 10A 1P(2 WAY NO OFF) SEL. SWITCH | 0
KCSA101C | KAYCEE | SELECTOR SWITCH (AC) | 10A | 1 POLE(2 WAY WITH OFF) | ROTARY TYPE |  | 211.25 | 0 | 211.25 | 169 | 10A 1P(2 WAY WITH OFF) | 10A 1P(2 WAY WITH OFF) SEL. SWITCH | 0
KCSA101D | KAYCEE | SELECTOR SWITCH (AC) | 10A | 1 POLE(3 WAY WITH OFF) | ROTARY TYPE |  | 220 | 0 | 220 | 176 | 10A 1P(3 WAY WITH OFF) | 10A 1P(3 WAY WITH OFF) SEL. SWITCH | 0
KCSA101E | KAYCEE | SELECTOR SWITCH (AC) | 10A | 1 POLE(4 WAY NO OFF) | ROTARY TYPE |  | 231.25 | 0 | 231.25 | 185 | 10A 1P(4 WAY NO OFF) | 10A 1P(4 WAY NO OFF) SEL. SWITCH | 0
KCSA102A | KAYCEE | SELECTOR SWITCH (AC) | 10A | 2 POLE(ON/OFF) | ROTARY TYPE |  | 216.25 | 0 | 216.25 | 173 | 10A 2P(ON/OFF) | 10A 2P(ON/OFF) SEL. SWITCH | 0
KCSA102B | KAYCEE | SELECTOR SWITCH (AC) | 10A | 2 POLE(2 WAY NO OFF) | ROTARY TYPE |  | 276.25 | 0 | 276.25 | 221 | 10A 2P(2 WAY NO OFF) | 10A 2P(2 WAY NO OFF) SEL. SWITCH | 0
KCSA102C | KAYCEE | SELECTOR SWITCH (AC) | 10A | 2 POLE(2 WAY WITH OFF) | ROTARY TYPE |  | 266.25 | 0 | 266.25 | 213 | 10A 2P(2 WAY WITH OFF) | 10A 2P(2 WAY WITH OFF) SEL. SWITCH | 0
KCSA102D | KAYCEE | SELECTOR SWITCH (AC) | 10A | 2 POLE(3 WAY WITH OFF) | ROTARY TYPE |  | 283.75 | 0 | 283.75 | 227 | 10A 2P(3 WAY WITH OFF) | 10A 2P(3 WAY WITH OFF) SEL. SWITCH | 0
KCSA102E | KAYCEE | SELECTOR SWITCH (AC) | 10A | 2 POLE(4 WAY NO OFF) | ROTARY TYPE |  | 295 | 0 | 295 | 236 | 10A 2P(4 WAY NO OFF) | 10A 2P(4 WAY NO OFF) SEL. SWITCH | 0
KCSA103A | KAYCEE | SELECTOR SWITCH (AC) | 10A | 3 POLE(ON/OFF) | ROTARY TYPE |  | 243.75 | 0 | 243.75 | 195 | 10A 3P(ON/OFF) | 10A 3P(ON/OFF) SEL. SWITCH | 0
KCSA103B | KAYCEE | SELECTOR SWITCH (AC) | 10A | 3 POLE(2 WAY NO OFF) | ROTARY TYPE |  | 330 | 0 | 330 | 264 | 10A 3P(2 WAY NO OFF) | 10A 3P(2 WAY NO OFF) SEL. SWITCH | 0
KCSA103C | KAYCEE | SELECTOR SWITCH (AC) | 10A | 3 POLE(2 WAY WITH OFF) | ROTARY TYPE |  | 327.5 | 0 | 327.5 | 262 | 10A 3P(2 WAY WITH OFF) | 10A 3P(2 WAY WITH OFF) SEL. SWITCH | 0
KCSA103D | KAYCEE | SELECTOR SWITCH (AC) | 10A | 3 POLE(3 WAY WITH OFF) | ROTARY TYPE |  | 367.5 | 0 | 367.5 | 294 | 10A 3P(3 WAY WITH OFF) | 10A 3P(3 WAY WITH OFF) SEL. SWITCH | 0
KCSA103E | KAYCEE | SELECTOR SWITCH (AC) | 10A | 3 POLE(4 WAY NO OFF) | ROTARY TYPE |  | 381.25 | 0 | 381.25 | 305 | 10A 3P(4 WAY NO OFF) | 10A 3P(4 WAY NO OFF) SEL. SWITCH | 0
KCSA104A | KAYCEE | SELECTOR SWITCH (AC) | 10A | 4 POLE(ON/OFF) | ROTARY TYPE |  | 266.25 | 0 | 266.25 | 213 | 10A 4P(ON/OFF) | 10A 4P(ON/OFF) SEL. SWITCH | 0
KCSA104B | KAYCEE | SELECTOR SWITCH (AC) | 10A | 4 POLE(2 WAY NO OFF) | ROTARY TYPE |  | 387.5 | 0 | 387.5 | 310 | 10A 4P(2 WAY NO OFF) | 10A 4P(2 WAY NO OFF) SEL. SWITCH | 0
KCSA104C | KAYCEE | SELECTOR SWITCH (AC) | 10A | 4 POLE(2 WAY WITH OFF) | ROTARY TYPE |  | 381.25 | 0 | 381.25 | 305 | 10A 4P(2 WAY WITH OFF) | 10A 4P(2 WAY WITH OFF) SEL. SWITCH | 0
KCSA104D | KAYCEE | SELECTOR SWITCH (AC) | 10A | 4 POLE(3 WAY WITH OFF) | ROTARY TYPE |  | 515 | 0 | 515 | 412 | 10A 4P(3 WAY WITH OFF) | 10A 4P(3 WAY WITH OFF) SEL. SWITCH | 0
KCSA104E | KAYCEE | SELECTOR SWITCH (AC) | 10A | 4 POLE(4 WAY NO OFF) | ROTARY TYPE |  | 533.75 | 0 | 533.75 | 427 | 10A 4P(4 WAY NO OFF) | 10A 4P(4 WAY NO OFF) SEL. SWITCH | 0
KCSA111A | KAYCEE | SELECTOR SWITCH (AC) | 100A | 1 POLE(ON/OFF) | ROTARY TYPE |  | 2443.75 | 0 | 2443.75 | 1955 | 100A ROT 1P(ON/OFF) | 100A 1P(ON/OFF) SEL. SWITCH | 0
KCSA111B | KAYCEE | SELECTOR SWITCH (AC) | 100A | 1 POLE(2 WAY NO OFF) | ROTARY TYPE |  | 3150 | 0 | 3150 | 2520 | 100A ROT 1P(2 WAY NO OFF) | 100A 1P(2 WAY NO OFF) SEL. SWITCH | 0
KCSA111C | KAYCEE | SELECTOR SWITCH (AC) | 100A | 1 POLE(2 WAY WITH OFF) | ROTARY TYPE |  | 3150 | 0 | 3150 | 2520 | 100A ROT 1P(2 WAY WITH OFF) | 100A 1P(2 WAY WITH OFF) SEL. SWITCH | 0
KCSA111D | KAYCEE | SELECTOR SWITCH (AC) | 100A | 1 POLE(3 WAY WITH OFF) | ROTARY TYPE |  | 3206.25 | 0 | 3206.25 | 2565 | 100A ROT 1P(3 WAY WITH OFF) | 100A 1P(3 WAY WITH OFF) SEL. SWITCH | 0
KCSA111E | KAYCEE | SELECTOR SWITCH (AC) | 100A | 1 POLE(4 WAY NO OFF) | ROTARY TYPE |  | 3206.25 | 0 | 3206.25 | 2565 | 100A ROT 1P(4 WAY NO OFF) | 100A 1P(4 WAY NO OFF) SEL. SWITCH | 0
KCSA112A | KAYCEE | SELECTOR SWITCH (AC) | 100A | 2 POLE(ON/OFF) | ROTARY TYPE |  | 3050 | 0 | 3050 | 2440 | 100A ROT 2P(ON/OFF) | 100A 2P(ON/OFF) SEL. SWITCH | 0
KCSA112B | KAYCEE | SELECTOR SWITCH (AC) | 100A | 2 POLE(2 WAY NO OFF) | ROTARY TYPE |  | 4612.5 | 0 | 4612.5 | 3690 | 100A ROT 2P(2 WAY NO OFF) | 100A 2P(2 WAY NO OFF) SEL. SWITCH | 0
KCSA112C | KAYCEE | SELECTOR SWITCH (AC) | 100A | 2 POLE(2 WAY WITH OFF) | ROTARY TYPE |  | 4612.5 | 0 | 4612.5 | 3690 | 100A ROT 2P(2 WAY WITH OFF) | 100A 2P(2 WAY WITH OFF) SEL. SWITCH | 0
KCSA112D | KAYCEE | SELECTOR SWITCH (AC) | 100A | 2 POLE(3 WAY WITH OFF) | ROTARY TYPE |  | 4718.75 | 0 | 4718.75 | 3775 | 100A ROT 2P(3 WAY WITH OFF) | 100A 2P(3 WAY WITH OFF) SEL. SWITCH | 0
KCSA112E | KAYCEE | SELECTOR SWITCH (AC) | 100A | 2 POLE(4 WAY NO OFF) | ROTARY TYPE |  | 4956.25 | 0 | 4956.25 | 3965 | 100A ROT 2P(4 WAY NO OFF) | 100A 2P(4 WAY NO OFF) SEL. SWITCH | 0
KCSA113A | KAYCEE | SELECTOR SWITCH (AC) | 100A | 3 POLE(ON/OFF) | ROTARY TYPE |  | 3756.25 | 0 | 3756.25 | 3005 | 100A ROT 3P(ON/OFF) | 100A 3P(ON/OFF) SEL. SWITCH | 0
KCSA113B | KAYCEE | SELECTOR SWITCH (AC) | 100A | 3 POLE(2 WAY NO OFF) | ROTARY TYPE |  | 5962.5 | 0 | 5962.5 | 4770 | 100A ROT 3P(2 WAY NO OFF) | 100A 3P(2 WAY NO OFF) SEL. SWITCH | 0
KCSA113C | KAYCEE | SELECTOR SWITCH (AC) | 100A | 3 POLE(2 WAY WITH OFF) | ROTARY TYPE |  | 5987.5 | 0 | 5987.5 | 4790 | 100A ROT 3P(2 WAY WITH OFF) | 100A 3P(2 WAY WITH OFF) SEL. SWITCH | 0
KCSA113D | KAYCEE | SELECTOR SWITCH (AC) | 100A | 3 POLE(3 WAY WITH OFF) | ROTARY TYPE |  | 6156.25 | 0 | 6156.25 | 4925 | 100A 3P(3 WAY WITH OFF) | 100A 3P(3 WAY WITH OFF) SEL. SWITCH | 0
KCSA113E | KAYCEE | SELECTOR SWITCH (AC) | 100A | 3 POLE(4 WAY NO OFF) | ROTARY TYPE |  | 6525 | 0 | 6525 | 5220 | 100A ROT 3P(4 WAY NO OFF) | 100A 3P(4 WAY NO OFF) SEL. SWITCH | 0
KCSA114A | KAYCEE | SELECTOR SWITCH (AC) | 100A | 4 POLE(ON/OFF) | ROTARY TYPE |  | 4350 | 0 | 4350 | 3480 | 100A ROT 4P(ON/OFF) | 100A 4P(ON/OFF) SEL. SWITCH | 0
KCSA114B | KAYCEE | SELECTOR SWITCH (AC) | 100A | 4 POLE(2 WAY NO OFF) | ROTARY TYPE |  | 7550 | 0 | 7550 | 6040 | 100A ROT 4P(2 WAY NO OFF) | 100A 4P(2 WAY NO OFF) SEL. SWITCH | 0
KCSA114C | KAYCEE | SELECTOR SWITCH (AC) | 100A | 4 POLE(2 WAY WITH OFF) | ROTARY TYPE |  | 7550 | 0 | 7550 | 6040 | 100A ROT 4P(2 WAY WITH OFF) | 100A 4P(2 WAY WITH OFF) SEL. SWITCH | 0
KCSA114D | KAYCEE | SELECTOR SWITCH (AC) | 100A | 4 POLE(3 WAY WITH OFF) | ROTARY TYPE |  | 7781.25 | 0 | 7781.25 | 6225 | 100A ROT 4P(3 WAY WITH OFF) | 100A 4P(3 WAY WITH OFF) SEL. SWITCH | 0
KCSA114E | KAYCEE | SELECTOR SWITCH (AC) | 100A | 4 POLE(4 WAY NO OFF) | ROTARY TYPE |  | 8018.75 | 0 | 8018.75 | 6415 | 100A ROT 4P(4 WAY NO OFF) | 100A 4P(4 WAY NO OFF) SEL. SWITCH | 0
KCSA1211 | KAYCEE | SELECTOR SWITCH (AC) | 12A | 1 POLE(ON/OFF) | ROTARY CAM TYPE |  | 96.25 | 0 | 96.25 | 77 | 12A 1P(ON/OFF) | 12A 1P(ON/OFF) SEL. SWITCH | 0
KCSA1212 | KAYCEE | SELECTOR SWITCH (AC) | 12A | 1 POLE(2 WAY NO OFF) | ROTARY CAM TYPE |  | 115 | 0 | 115 | 92 | 12A 1P(2 WAY NO OFF) | 12A 1P(2 WAY NO OFF) SEL. SWITCH | 0
KCSA1213 | KAYCEE | SELECTOR SWITCH (AC) | 12A | 1 POLE(2 WAY WITH OFF) | ROTARY CAM TYPE |  | 115 | 0 | 115 | 92 | 12A 1P(2 WAY WITH OFF) | 12A 1P(2 WAY WITH OFF) SEL. SWITCH | 0
KCSA1214 | KAYCEE | SELECTOR SWITCH (AC) | 12A | 1 POLE(3 WAY NO OFF) | ROTARY CAM TYPE |  | 130 | 0 | 130 | 104 | 12A 1P(3 WAY NO OFF) | 12A 1P(3 WAY NO OFF) SEL. SWITCH | 0
KCSA1215 | KAYCEE | SELECTOR SWITCH (AC) | 12A | 1 POLE(3 WAY WITH OFF) | ROTARY CAM TYPE |  | 130 | 0 | 130 | 104 | 12A 1P(3 WAY WITH OFF) | 12A 1P(3 WAY WITH OFF) SEL. SWITCH | 0
KCSA1216 | KAYCEE | SELECTOR SWITCH (AC) | 12A | 1 POLE(4 WAY NO OFF) | ROTARY CAM TYPE |  | 143.75 | 0 | 143.75 | 115 | 12A 1P(4 WAY NO OFF) | 12A 1P(4 WAY NO OFF) SEL. SWITCH | 0
KCSA1221 | KAYCEE | SELECTOR SWITCH (AC) | 12A | 2 POLE(ON/OFF) | ROTARY CAM TYPE |  | 115 | 0 | 115 | 92 | 12A 2P(ON/OFF) | 12A 2P(ON/OFF) SEL. SWITCH | 0
KCSA1222 | KAYCEE | SELECTOR SWITCH (AC) | 12A | 2 POLE(2 WAY NO OFF) | ROTARY CAM TYPE |  | 150 | 0 | 150 | 120 | 12A 2P(2 WAY NO OFF) | 12A 2P(2 WAY NO OFF) SEL. SWITCH | 0
KCSA1223 | KAYCEE | SELECTOR SWITCH (AC) | 12A | 2 POLE(2 WAY WITH OFF) | ROTARY CAM TYPE |  | 150 | 0 | 150 | 120 | 12A 2P(2 WAY WITH OFF) | 12A 2P(2 WAY WITH OFF) SEL. SWITCH | 0
KCSA1224 | KAYCEE | SELECTOR SWITCH (AC) | 12A | 2 POLE(3 WAY NO OFF) | ROTARY CAM TYPE |  | 185 | 0 | 185 | 148 | 12A 2P(3 WAY NO OFF) | 12A 2P(3 WAY NO OFF) SEL. SWITCH | 0
KCSA1225 | KAYCEE | SELECTOR SWITCH (AC) | 12A | 2 POLE(3 WAY WITH OFF) | ROTARY CAM TYPE |  | 185 | 0 | 185 | 148 | 12A 2P(3 WAY WITH OFF) | 12A 2P(3 WAY WITH OFF) SEL. SWITCH | 0
KCSA1226 | KAYCEE | SELECTOR SWITCH (AC) | 12A | 2 POLE(4 WAY NO OFF) | ROTARY CAM TYPE |  | 203.75 | 0 | 203.75 | 163 | 12A 2P(4 WAY NO OFF) | 12A 2P(4 WAY NO OFF) SEL. SWITCH | 0
KCSA1231 | KAYCEE | SELECTOR SWITCH (AC) | 12A | 3 POLE(ON/OFF) | ROTARY CAM TYPE |  | 128.75 | 0 | 128.75 | 103 | 12A 3P(ON/OFF) | 12A 3P(ON/OFF) SEL. SWITCH | 0
KCSA1232 | KAYCEE | SELECTOR SWITCH (AC) | 12A | 3 POLE(2 WAY NO OFF) | ROTARY CAM TYPE |  | 185 | 0 | 185 | 148 | 12A 3P(2 WAY NO OFF) | 12A 3P(2 WAY NO OFF) SEL. SWITCH | 0
KCSA1233 | KAYCEE | SELECTOR SWITCH (AC) | 12A | 3 POLE(2 WAY WITH OFF) | ROTARY CAM TYPE |  | 185 | 0 | 185 | 148 | 12A 3P(2 WAY WITH OFF) | 12A 3P(2 WAY WITH OFF) SEL. SWITCH | 0
KCSA1234 | KAYCEE | SELECTOR SWITCH (AC) | 12A | 3 POLE(3 WAY NO OFF) | ROTARY CAM TYPE |  | 270 | 0 | 270 | 216 | 12A 3P(3 WAY NO OFF) | 12A 3P(3 WAY NO OFF) SEL. SWITCH | 0
KCSA1235 | KAYCEE | SELECTOR SWITCH (AC) | 12A | 3 POLE(3 WAY WITH OFF) | ROTARY CAM TYPE |  | 270 | 0 | 270 | 216 | 12A 3P(3 WAY WITH OFF) | 12A 3P(3 WAY WITH OFF) SEL. SWITCH | 0
KCSA1236 | KAYCEE | SELECTOR SWITCH (AC) | 12A | 3 POLE(4 WAY NO OFF) | ROTARY CAM TYPE |  | 291.25 | 0 | 291.25 | 233 | 12A 3P(4 WAY NO OFF) | 12A 3P(4 WAY NO OFF) SEL. SWITCH | 0
KCSA1241 | KAYCEE | SELECTOR SWITCH (AC) | 12A | 4 POLE(ON/OFF) | ROTARY CAM TYPE |  | 150 | 0 | 150 | 120 | 12A 4P(ON/OFF) | 12A 4P(ON/OFF) SEL. SWITCH | 0
KCSA1242 | KAYCEE | SELECTOR SWITCH (AC) | 12A | 4 POLE(2 WAY NO OFF) | ROTARY CAM TYPE |  | 231.25 | 0 | 231.25 | 185 | 12A 4P(2 WAY NO OFF) | 12A 4P(2 WAY NO OFF) SEL. SWITCH | 0
KCSA1243 | KAYCEE | SELECTOR SWITCH (AC) | 12A | 4 POLE(2 WAY WITH OFF) | ROTARY CAM TYPE |  | 231.25 | 0 | 231.25 | 185 | 12A 4P(2 WAY WITH OFF) | 12A 4P(2 WAY WITH OFF) SEL. SWITCH | 0
KCSA1244 | KAYCEE | SELECTOR SWITCH (AC) | 12A | 4 POLE(3 WAY NO OFF) | ROTARY CAM TYPE |  | 338.75 | 0 | 338.75 | 271 | 12A 4P(3 WAY NO OFF) | 12A 4P(3 WAY NO OFF) SEL. SWITCH | 0
KCSA1245 | KAYCEE | SELECTOR SWITCH (AC) | 12A | 4 POLE(3 WAY WITH OFF) | ROTARY CAM TYPE |  | 338.75 | 0 | 338.75 | 271 | 12A 4P(3 WAY WITH OFF) | 12A 4P(3 WAY WITH OFF) SEL. SWITCH | 0
KCSA1246 | KAYCEE | SELECTOR SWITCH (AC) | 12A | 4 POLE(4 WAY NO OFF) | ROTARY CAM TYPE |  | 390 | 0 | 390 | 312 | 12A 4P(4 WAY NO OFF) | 12A 4P(4 WAY NO OFF) SEL. SWITCH | 0
KCSA161A | KAYCEE | SELECTOR SWITCH (AC) | 16A | 1 POLE(ON/OFF) | ROTARY TYPE |  | 187.5 | 0 | 187.5 | 150 | 16A 1P(ON/OFF) | 16A 1P(ON/OFF) SEL. SWITCH | 0
KCSA161B | KAYCEE | SELECTOR SWITCH (AC) | 16A | 1 POLE(2 WAY NO OFF) | ROTARY TYPE |  | 220 | 0 | 220 | 176 | 16A 1P(2 WAY NO OFF) | 16A 1P(2 WAY NO OFF) SEL. SWITCH | 0
KCSA161C | KAYCEE | SELECTOR SWITCH (AC) | 16A | 1 POLE(2 WAY WITH OFF) | ROTARY TYPE |  | 211.25 | 0 | 211.25 | 169 | 16A 1P(2 WAY WITH OFF) | 16A 1P(2 WAY WITH OFF) SEL. SWITCH | 0
KCSA161D | KAYCEE | SELECTOR SWITCH (AC) | 16A | 1 POLE(3 WAY WITH OFF) | ROTARY TYPE |  | 220 | 0 | 220 | 176 | 16A 1P(3 WAY WITH OFF) | 16A 1P(3 WAY WITH OFF) SEL. SWITCH | 0
KCSA161E | KAYCEE | SELECTOR SWITCH (AC) | 16A | 1 POLE(4 WAY NO OFF) | ROTARY TYPE |  | 231.25 | 0 | 231.25 | 185 | 16A 1P(4 WAY NO OFF) | 16A 1P(4 WAY NO OFF) SEL. SWITCH | 0
KCSA162A | KAYCEE | SELECTOR SWITCH (AC) | 16A | 2 POLE(ON/OFF) | ROTARY TYPE |  | 216.25 | 0 | 216.25 | 173 | 16A 2P(ON/OFF) | 16A 2P(ON/OFF) SEL. SWITCH | 0
KCSA162B | KAYCEE | SELECTOR SWITCH (AC) | 16A | 2 POLE(2 WAY NO OFF) | ROTARY TYPE |  | 276.25 | 0 | 276.25 | 221 | 16A 2P(2 WAY NO OFF) | 16A 2P(2 WAY NO OFF) SEL. SWITCH | 0
KCSA162C | KAYCEE | SELECTOR SWITCH (AC) | 16A | 2 POLE(2 WAY WITH OFF) | ROTARY TYPE |  | 266.25 | 0 | 266.25 | 213 | 16A 2P(2 WAY WITH OFF) | 16A 2P(2 WAY WITH OFF) SEL. SWITCH | 0
KCSA162D | KAYCEE | SELECTOR SWITCH (AC) | 16A | 2 POLE(3 WAY WITH OFF) | ROTARY TYPE |  | 283.75 | 0 | 283.75 | 227 | 16A 2P(3 WAY WITH OFF) | 16A 2P(3 WAY WITH OFF) SEL. SWITCH | 0
KCSA162E | KAYCEE | SELECTOR SWITCH (AC) | 16A | 2 POLE(4 WAY NO OFF) | ROTARY TYPE |  | 295 | 0 | 295 | 236 | 16A 2P(4 WAY NO OFF) | 16A 2P(4 WAY NO OFF) SEL. SWITCH | 0
KCSA163A | KAYCEE | SELECTOR SWITCH (AC) | 16A | 3 POLE(ON/OFF) | ROTARY TYPE |  | 262.5 | 0 | 262.5 | 210 | 16A 3P(ON/OFF) | 16A 3P(ON/OFF) SEL. SWITCH | 0
KCSA163B | KAYCEE | SELECTOR SWITCH (AC) | 16A | 3 POLE(2 WAY NO OFF) | ROTARY TYPE |  | 358.75 | 0 | 358.75 | 287 | 16A 3P(2 WAY NO OFF) | 16A 3P(2 WAY NO OFF) SEL. SWITCH | 0
KCSA163C | KAYCEE | SELECTOR SWITCH (AC) | 16A | 3 POLE(2 WAY WITH OFF) | ROTARY TYPE |  | 367.5 | 0 | 367.5 | 294 | 16A 3P(2 WAY WITH OFF) | 16A 3P(2 WAY WITH OFF) SEL. SWITCH | 0
KCSA163D | KAYCEE | SELECTOR SWITCH (AC) | 16A | 3 POLE(3 WAY WITH OFF) | ROTARY TYPE |  | 518.75 | 0 | 518.75 | 415 | 16A 3P(3 WAY WITH OFF) | 16A 3P(3 WAY WITH OFF) SEL. SWITCH | 0
KCSA163E | KAYCEE | SELECTOR SWITCH (AC) | 16A | 3 POLE(4 WAY NO OFF) | ROTARY TYPE |  | 592.5 | 0 | 592.5 | 474 | 16A 3P(4 WAY NO OFF) | 16A 3P(4 WAY NO OFF) SEL. SWITCH | 0
KCSA164A | KAYCEE | SELECTOR SWITCH (AC) | 16A | 4 POLE(ON/OFF) | ROTARY TYPE |  | 292.5 | 0 | 292.5 | 234 | 16A 4P(ON/OFF) | 16A 4P(ON/OFF) SEL. SWITCH | 0
KCSA164B | KAYCEE | SELECTOR SWITCH (AC) | 16A | 4 POLE(2 WAY NO OFF) | ROTARY TYPE |  | 420 | 0 | 420 | 336 | 16A 4P(2 WAY NO OFF) | 16A 4P(2 WAY NO OFF) SEL. SWITCH | 0
KCSA164C | KAYCEE | SELECTOR SWITCH (AC) | 16A | 4 POLE(2 WAY WITH OFF) | ROTARY TYPE |  | 425 | 0 | 425 | 340 | 16A 4P(2 WAY WITH OFF) | 16A 4P(2 WAY WITH OFF) SEL. SWITCH | 0
KCSA164D | KAYCEE | SELECTOR SWITCH (AC) | 16A | 4 POLE(3 WAY WITH OFF) | ROTARY TYPE |  | 640 | 0 | 640 | 512 | 16A 4P(3 WAY WITH OFF) | 16A 4P(3 WAY WITH OFF) SEL. SWITCH | 0
KCSA164E | KAYCEE | SELECTOR SWITCH (AC) | 16A | 4 POLE(4 WAY NO OFF) | ROTARY TYPE |  | 706.25 | 0 | 706.25 | 565 | 16A 4P(4 WAY NO OFF) | 16A 4P(4 WAY NO OFF) SEL. SWITCH | 0
KCSA211A | KAYCEE | SELECTOR SWITCH (AC) | 200A | 1 POLE(ON/OFF) | ROTARY TYPE |  | 3150 | 0 | 3150 | 2520 | 200A ROT 1P(ON/OFF) | 200A 1P(ON/OFF) SEL. SWITCH | 0
KCSA211B | KAYCEE | SELECTOR SWITCH (AC) | 200A | 1 POLE(2 WAY NO OFF) | ROTARY TYPE |  | 4506.25 | 0 | 4506.25 | 3605 | 200A ROT 1P(2 WAY NO OFF) | 200A 1P(2 WAY NO OFF) SEL. SWITCH | 0
KCSA211C | KAYCEE | SELECTOR SWITCH (AC) | 200A | 1 POLE(2 WAY WITH OFF) | ROTARY TYPE |  | 4562.5 | 0 | 4562.5 | 3650 | 200A ROT 1P(2 WAY WITH OFF) | 200A 1P(2 WAY WITH OFF) SEL.SWITCH | 0
KCSA211D | KAYCEE | SELECTOR SWITCH (AC) | 200A | 1 POLE(3 WAY WITH OFF) | ROTARY TYPE |  | 4868.75 | 0 | 4868.75 | 3895 | 200A ROT 1P(3 WAY WITH OFF) | 200A 1P(3 WAY WITH OFF) SEL.SWITCH | 0
KCSA211E | KAYCEE | SELECTOR SWITCH (AC) | 200A | 1 POLE(4 WAY NO OFF) | ROTARY TYPE |  | 5043.75 | 0 | 5043.75 | 4035 | 200A ROT 1P(4 WAY NO OFF) | 200A 1P(4 WAY NO OFF) SEL. SWITCH | 0
KCSA212A | KAYCEE | SELECTOR SWITCH (AC) | 200A | 2 POLE(ON/OFF) | ROTARY TYPE |  | 4106.25 | 0 | 4106.25 | 3285 | 200A ROT 2P(ON/OFF) | 200A 2P(ON/OFF) SEL. SWITCH | 0
KCSA212B | KAYCEE | SELECTOR SWITCH (AC) | 200A | 2 POLE(2 WAY NO OFF) | ROTARY TYPE |  | 6925 | 0 | 6925 | 5540 | 200A ROT 2P(2 WAY NO OFF) | 200A 2P(2 WAY NO OFF) SEL. SWITCH | 0
KCSA212C | KAYCEE | SELECTOR SWITCH (AC) | 200A | 2 POLE(2 WAY WITH OFF) | ROTARY TYPE |  | 6956.25 | 0 | 6956.25 | 5565 | 200A ROT 2P(2 WAY WITH OFF) | 200A 2P(2 WAY WITH OFF) SEL.SWITCH | 0
KCSA212D | KAYCEE | SELECTOR SWITCH (AC) | 200A | 2 POLE(3 WAY WITH OFF) | ROTARY TYPE |  | 7443.75 | 0 | 7443.75 | 5955 | 200A ROT 2P(3 WAY WITH OFF) | 200A 2P(3 WAY WITH OFF) SEL.SWITCH | 0
KCSA212E | KAYCEE | SELECTOR SWITCH (AC) | 200A | 2 POLE(4 WAY NO OFF) | ROTARY TYPE |  | 8000 | 0 | 8000 | 6400 | 200A ROT 2P(4 WAY NO OFF) | 200A 2P(4 WAY NO OFF) SEL. SWITCH | 0
KCSA213A | KAYCEE | SELECTOR SWITCH (AC) | 200A | 3 POLE(ON/OFF) | ROTARY TYPE |  | 5137.5 | 0 | 5137.5 | 4110 | 200A ROT 3P(ON/OFF) | 200A 3P(ON/OFF) SEL. SWITCH | 0
KCSA213B | KAYCEE | SELECTOR SWITCH (AC) | 200A | 3 POLE(2 WAY NO OFF) | ROTARY TYPE |  | 8850 | 0 | 8850 | 7080 | 200A ROT 3P(2 WAY NO OFF) | 200A 3P(2 WAY NO OFF) SEL. SWITCH | 0
KCSA213C | KAYCEE | SELECTOR SWITCH (AC) | 200A | 3 POLE(2 WAY WITH OFF) | ROTARY TYPE |  | 8906.25 | 0 | 8906.25 | 7125 | 200A ROT 3P(2 WAY WITH OFF) | 200A 3P(2 WAY WITH OFF) SEL.SWITCH | 0
KCSA213D | KAYCEE | SELECTOR SWITCH (AC) | 200A | 3 POLE(3 WAY WITH OFF) | ROTARY TYPE |  | 9525 | 0 | 9525 | 7620 | 200A ROT 3P(3 WAY WITH OFF) | 200A 3P(3 WAY WITH OFF) SEL.SWITCH | 0
KCSA213E | KAYCEE | SELECTOR SWITCH (AC) | 200A | 3 POLE(4 WAY NO OFF) | ROTARY TYPE |  | 10787.5 | 0 | 10787.5 | 8630 | 200A ROT 3P(4 WAY NO OFF) | 200A 3P(4 WAY NO OFF) SEL. SWITCH | 0
KCSA214A | KAYCEE | SELECTOR SWITCH (AC) | 200A | 4 POLE(ON/OFF) | ROTARY TYPE |  | 6106.25 | 0 | 6106.25 | 4885 | 200A ROT 4P(ON/OFF) | 200A 4P(ON/OFF) SEL. SWITCH | 0
KCSA214B | KAYCEE | SELECTOR SWITCH (AC) | 200A | 4 POLE(2 WAY NO OFF) | ROTARY TYPE |  | 10937.5 | 0 | 10937.5 | 8750 | 200A ROT 4P(2 WAY NO OFF) | 200A 4P(2 WAY NO OFF) SEL. SWITCH | 0
KCSA214C | KAYCEE | SELECTOR SWITCH (AC) | 200A | 4 POLE(2 WAY WITH OFF) | ROTARY TYPE |  | 11112.5 | 0 | 11112.5 | 8890 | 200A ROT 4P(2 WAY WITH OFF) | 200A 4P(2 WAY WITH OFF) SEL.SWITCH | 0
KCSA214D | KAYCEE | SELECTOR SWITCH (AC) | 200A | 4 POLE(3 WAY WITH OFF) | ROTARY TYPE |  | 12256.25 | 0 | 12256.25 | 9805 | 200A ROT 4P(3 WAY WITH OFF) | 200A 4P(3 WAY WITH OFF) SEL.SWITCH | 0
KCSA214E | KAYCEE | SELECTOR SWITCH (AC) | 200A | 4 POLE(4 WAY NO OFF) | ROTARY TYPE |  | 13650 | 0 | 13650 | 10920 | 200A ROT 4P(4 WAY NO OFF) | 200A 4P(4 WAY NO OFF) SEL. SWITCH | 0
KCSA2511 | KAYCEE | SELECTOR SWITCH (AC) | 25A | 1 POLE(ON/OFF) | ROTARY CAM TYPE |  | 220 | 0 | 220 | 176 | 25A 1P(ON/OFF) | 25A 1P(ON/OFF) SEL. SWITCH | 0
KCSA2512 | KAYCEE | SELECTOR SWITCH (AC) | 25A | 1 POLE(2 WAY NO OFF) | ROTARY CAM TYPE |  | 268.75 | 0 | 268.75 | 215 | 25A 1P(2 WAY NO OFF) | 25A 1P(2 WAY NO OFF) SEL. SWITCH | 0
KCSA2513 | KAYCEE | SELECTOR SWITCH (AC) | 25A | 1 POLE(2 WAY WITH OFF) | ROTARY CAM TYPE |  | 268.75 | 0 | 268.75 | 215 | 25A 1P(2 WAY WITH OFF) | 25A 1P(2 WAY WITH OFF) SEL. SWITCH | 0
KCSA2514 | KAYCEE | SELECTOR SWITCH (AC) | 25A | 1 POLE(3 WAY NO OFF) | ROTARY CAM TYPE |  | 306.25 | 0 | 306.25 | 245 | 25A 1P(3 WAY NO OFF) | 25A 1P(3 WAY NO OFF) SEL. SWITCH | 0
KCSA2515 | KAYCEE | SELECTOR SWITCH (AC) | 25A | 1 POLE(3 WAY WITH OFF) | ROTARY CAM TYPE |  | 320 | 0 | 320 | 256 | 25A 1P(3 WAY WITH OFF) | 25A 1P(3 WAY WITH OFF) SEL. SWITCH | 0
KCSA2516 | KAYCEE | SELECTOR SWITCH (AC) | 25A | 1 POLE(4 WAY NO OFF) | ROTARY CAM TYPE |  | 356.25 | 0 | 356.25 | 285 | 25A 1P(4 WAY NO OFF) | 25A 1P(4 WAY NO OFF) SEL. SWITCH | 0
KCSA251A | KAYCEE | SELECTOR SWITCH (AC) | 25A | 1 POLE(ON/OFF) | ROTARY TYPE |  | 211.25 | 0 | 211.25 | 169 | 25A 1P(ON/OFF) | 25A 1P(ON/OFF) SEL. SWITCH | 0
KCSA251B | KAYCEE | SELECTOR SWITCH (AC) | 25A | 1 POLE(2 WAY NO OFF) | ROTARY TYPE |  | 240 | 0 | 240 | 192 | 25A 1P(2 WAY NO OFF) | 25A 1P(2 WAY NO OFF) SEL. SWITCH | 0
KCSA251C | KAYCEE | SELECTOR SWITCH (AC) | 25A | 1 POLE(2 WAY WITH OFF) | ROTARY TYPE |  | 276.25 | 0 | 276.25 | 221 | 25A 1P(2 WAY WITH OFF) | 25A 1P(2 WAY WITH OFF) SEL. SWITCH | 0
KCSA251D | KAYCEE | SELECTOR SWITCH (AC) | 25A | 1 POLE(3 WAY WITH OFF) | ROTARY TYPE |  | 295 | 0 | 295 | 236 | 25A 1P(3 WAY WITH OFF) | 25A 1P(3 WAY WITH OFF) SEL. SWITCH | 0
KCSA251E | KAYCEE | SELECTOR SWITCH (AC) | 25A | 1 POLE(4 WAY NO OFF) | ROTARY TYPE |  | 312.5 | 0 | 312.5 | 250 | 25A 1P(4 WAY NO OFF) | 25A 1P(4 WAY NO OFF) SEL. SWITCH | 0
KCSA2521 | KAYCEE | SELECTOR SWITCH (AC) | 25A | 2 POLE(ON/OFF) | ROTARY CAM TYPE |  | 253.75 | 0 | 253.75 | 203 | 25A 2P(ON/OFF) | 25A 2P(ON/OFF) SEL. SWITCH | 0
KCSA2522 | KAYCEE | SELECTOR SWITCH (AC) | 25A | 2 POLE(2 WAY NO OFF) | ROTARY CAM TYPE |  | 356.25 | 0 | 356.25 | 285 | 25A 2P(2 WAY NO OFF) | 25A 2P(2 WAY NO OFF) SEL. SWITCH | 0
KCSA2523 | KAYCEE | SELECTOR SWITCH (AC) | 25A | 2 POLE(2 WAY WITH OFF) | ROTARY CAM TYPE |  | 356.25 | 0 | 356.25 | 285 | 25A 2P(2 WAY WITH OFF) | 25A 2P(2 WAY WITH OFF) SEL. SWITCH | 0
KCSA2524 | KAYCEE | SELECTOR SWITCH (AC) | 25A | 2 POLE(3 WAY NO OFF) | ROTARY CAM TYPE |  | 462.5 | 0 | 462.5 | 370 | 25A 2P(3 WAY NO OFF) | 25A 2P(3 WAY NO OFF) SEL. SWITCH | 0
KCSA2525 | KAYCEE | SELECTOR SWITCH (AC) | 25A | 2 POLE(3 WAY WITH OFF) | ROTARY CAM TYPE |  | 487.5 | 0 | 487.5 | 390 | 25A 2P(3 WAY WITH OFF) | 25A 2P(3 WAY WITH OFF) SEL. SWITCH | 0
KCSA2526 | KAYCEE | SELECTOR SWITCH (AC) | 25A | 2 POLE(4 WAY NO OFF) | ROTARY CAM TYPE |  | 577.5 | 0 | 577.5 | 462 | 25A 2P(4 WAY NO OFF) | 25A 2P(4 WAY NO OFF) SEL. SWITCH | 0
KCSA252A | KAYCEE | SELECTOR SWITCH (AC) | 25A | 2 POLE(ON/OFF) | ROTARY TYPE |  | 266.25 | 0 | 266.25 | 213 | 25A 2P(ON/OFF) | 25A 2P(ON/OFF) SEL. SWITCH | 0
KCSA252B | KAYCEE | SELECTOR SWITCH (AC) | 25A | 2 POLE(2 WAY NO OFF) | ROTARY TYPE |  | 312.5 | 0 | 312.5 | 250 | 25A 2P(2 WAY NO OFF) | 25A 2P(2 WAY NO OFF) SEL. SWITCH | 0
KCSA252C | KAYCEE | SELECTOR SWITCH (AC) | 25A | 2 POLE(2 WAY WITH OFF) | ROTARY TYPE |  | 366.25 | 0 | 366.25 | 293 | 25A 2P(2 WAY WITH OFF) | 25A 2P(2 WAY WITH OFF) SEL. SWITCH | 0
KCSA252D | KAYCEE | SELECTOR SWITCH (AC) | 25A | 2 POLE(3 WAY WITH OFF) | ROTARY TYPE |  | 416.25 | 0 | 416.25 | 333 | 25A 2P(3 WAY WITH OFF) | 25A 2P(3 WAY WITH OFF) SEL. SWITCH | 0
KCSA252E | KAYCEE | SELECTOR SWITCH (AC) | 25A | 2 POLE(4 WAY NO OFF) | ROTARY TYPE |  | 456.25 | 0 | 456.25 | 365 | 25A 2P(4 WAY NO OFF) | 25A 2P(4 WAY NO OFF) SEL. SWITCH | 0
KCSA2531 | KAYCEE | SELECTOR SWITCH (AC) | 25A | 3 POLE(ON/OFF) | ROTARY CAM TYPE |  | 302.5 | 0 | 302.5 | 242 | 25A 3P(ON/OFF) | 25A 3P(ON/OFF) SEL. SWITCH | 0
KCSA2532 | KAYCEE | SELECTOR SWITCH (AC) | 25A | 3 POLE(2 WAY NO OFF) | ROTARY CAM TYPE |  | 462.5 | 0 | 462.5 | 370 | 25A 3P(2 WAY NO OFF) | 25A 3P(2 WAY NO OFF) SEL. SWITCH | 0
KCSA2533 | KAYCEE | SELECTOR SWITCH (AC) | 25A | 3 POLE(2 WAY WITH OFF) | ROTARY CAM TYPE |  | 462.5 | 0 | 462.5 | 370 | 25A 3P(2 WAY WITH OFF) | 25A 3P(2 WAY WITH OFF) SEL. SWITCH | 0
KCSA2534 | KAYCEE | SELECTOR SWITCH (AC) | 25A | 3 POLE(3 WAY NO OFF) | ROTARY CAM TYPE |  | 607.5 | 0 | 607.5 | 486 | 25A 3P(3 WAY NO OFF) | 25A 3P(3 WAY NO OFF) SEL. SWITCH | 0
KCSA2535 | KAYCEE | SELECTOR SWITCH (AC) | 25A | 3 POLE(3 WAY WITH OFF) | ROTARY CAM TYPE |  | 607.5 | 0 | 607.5 | 486 | 25A 3P(3 WAY WITH OFF) | 25A 3P(3 WAY WITH OFF) SEL. SWITCH | 0
KCSA2536 | KAYCEE | SELECTOR SWITCH (AC) | 25A | 3 POLE(4 WAY NO OFF) | ROTARY CAM TYPE |  | 762.5 | 0 | 762.5 | 610 | 25A 3P(4 WAY NO OFF) | 25A 3P(4 WAY NO OFF) SEL. SWITCH | 0
KCSA253A | KAYCEE | SELECTOR SWITCH (AC) | 25A | 3 POLE(ON/OFF) | ROTARY TYPE |  | 346.25 | 0 | 346.25 | 277 | 25A 3P(ON/OFF) | 25A 3P(ON/OFF) SEL. SWITCH | 0
KCSA253B | KAYCEE | SELECTOR SWITCH (AC) | 25A | 3 POLE(2 WAY NO OFF) | ROTARY TYPE |  | 416.25 | 0 | 416.25 | 333 | 25A 3P(2 WAY NO OFF) | 25A 3P(2 WAY NO OFF) SEL. SWITCH | 0
KCSA253C | KAYCEE | SELECTOR SWITCH (AC) | 25A | 3 POLE(2 WAY WITH OFF) | ROTARY TYPE |  | 565 | 0 | 565 | 452 | 25A 3P(2 WAY WITH OFF) | 25A 3P(2 WAY WITH OFF) SEL. SWITCH | 0
KCSA253D | KAYCEE | SELECTOR SWITCH (AC) | 25A | 3 POLE(3 WAY WITH OFF) | ROTARY TYPE |  | 637.5 | 0 | 637.5 | 510 | 25A 3P(3 WAY WITH OFF) | 25A 3P(3 WAY WITH OFF) SEL. SWITCH | 0
KCSA253E | KAYCEE | SELECTOR SWITCH (AC) | 25A | 3 POLE(4 WAY NO OFF) | ROTARY TYPE |  | 730 | 0 | 730 | 584 | 25A 3P(4 WAY NO OFF) | 25A 3P(4 WAY NO OFF) SEL. SWITCH | 0
KCSA2541 | KAYCEE | SELECTOR SWITCH (AC) | 25A | 4 POLE(ON/OFF) | ROTARY CAM TYPE |  | 382.5 | 0 | 382.5 | 306 | 25A 4P(ON/OFF) | 25A 4P(ON/OFF) SEL. SWITCH | 0
KCSA2542 | KAYCEE | SELECTOR SWITCH (AC) | 25A | 4 POLE(2 WAY NO OFF) | ROTARY CAM TYPE |  | 577.5 | 0 | 577.5 | 462 | 25A 4P(2 WAY NO OFF) | 25A 4P(2 WAY NO OFF) SEL. SWITCH | 0
KCSA2543 | KAYCEE | SELECTOR SWITCH (AC) | 25A | 4 POLE(2 WAY WITH OFF) | ROTARY CAM TYPE |  | 577.5 | 0 | 577.5 | 462 | 25A 4P(2 WAY WITH OFF) | 25A 4P(2 WAY WITH OFF) SEL. SWITCH | 0
KCSA2544 | KAYCEE | SELECTOR SWITCH (AC) | 25A | 4 POLE(3 WAY NO OFF) | ROTARY CAM TYPE |  | 750 | 0 | 750 | 600 | 25A 4P(3 WAY NO OFF) | 25A 4P(3 WAY NO OFF) SEL. SWITCH | 0
KCSA2545 | KAYCEE | SELECTOR SWITCH (AC) | 25A | 4 POLE(3 WAY WITH OFF) | ROTARY CAM TYPE |  | 750 | 0 | 750 | 600 | 25A 4P(3 WAY WITH OFF) | 25A 4P(3 WAY WITH OFF) SEL. SWITCH | 0
KCSA2546 | KAYCEE | SELECTOR SWITCH (AC) | 25A | 4 POLE(4 WAY NO OFF) | ROTARY CAM TYPE |  | 962.5 | 0 | 962.5 | 770 | 25A 4P(4 WAY NO OFF) | 25A 4P(4 WAY NO OFF) SEL. SWITCH | 0
KCSA254A | KAYCEE | SELECTOR SWITCH (AC) | 25A | 4 POLE(ON/OFF) | ROTARY TYPE |  | 432.5 | 0 | 432.5 | 346 | 25A 4P(ON/OFF) | 25A 4P(ON/OFF) SEL. SWITCH | 0
KCSA254B | KAYCEE | SELECTOR SWITCH (AC) | 25A | 4 POLE(2 WAY NO OFF) | ROTARY TYPE |  | 500 | 0 | 500 | 400 | 25A 4P(2 WAY NO OFF) | 25A 4P(2 WAY NO OFF) SEL. SWITCH | 0
KCSA311A | KAYCEE | SELECTOR SWITCH (AC) | 300A | 1 POLE(ON/OFF) | ROTARY TYPE |  | 3481.25 | 0 | 3481.25 | 2785 | 300A ROT 1P(ON/OFF) | 300A 1P(ON/OFF) SEL. SWITCH | 0
KCSA311B | KAYCEE | SELECTOR SWITCH (AC) | 300A | 1 POLE(2 WAY NO OFF) | ROTARY TYPE |  | 4718.75 | 0 | 4718.75 | 3775 | 300A ROT 1P(2 WAY NO OFF) | 300A 1P(2 WAY NO OFF) SEL. SWIT | 0
KCSA311C | KAYCEE | SELECTOR SWITCH (AC) | 300A | 1 POLE(2 WAY WITH OFF) | ROTARY TYPE |  | 4825 | 0 | 4825 | 3860 | 300A ROT 1P(2 WAY WITH OFF) | 300A 1P(2 WAY WITH OFF) SEL.SWITCH | 0
KCSA311D | KAYCEE | SELECTOR SWITCH (AC) | 300A | 1 POLE(3 WAY WITH OFF) | ROTARY TYPE |  | 5075 | 0 | 5075 | 4060 | 300A ROT 1P(3 WAY WITH OFF) | 300A 1P(3 WAY WITH OFF) SEL.SWITCH | 0
KCSA311E | KAYCEE | SELECTOR SWITCH (AC) | 300A | 1 POLE(4 WAY NO OFF) | ROTARY TYPE |  | 5306.25 | 0 | 5306.25 | 4245 | 300A ROT 1P(4 WAY NO OFF) | 300A 1P(4 WAY NO OFF) SEL. SWITCH | 0
KCSA312A | KAYCEE | SELECTOR SWITCH (AC) | 300A | 2 POLE(ON/OFF) | ROTARY TYPE |  | 4506.25 | 0 | 4506.25 | 3605 | 300A ROT 2P(ON/OFF) | 300A 2P(ON/OFF) SEL. SWITCH | 0
KCSA312B | KAYCEE | SELECTOR SWITCH (AC) | 300A | 2 POLE(2 WAY NO OFF) | ROTARY TYPE |  | 7531.25 | 0 | 7531.25 | 6025 | 300A ROT 2P(2 WAY NO OFF) | 300A 2P(2 WAY NO OFF) SEL. SWITCH | 0
KCSA312C | KAYCEE | SELECTOR SWITCH (AC) | 300A | 2 POLE(2 WAY WITH OFF) | ROTARY TYPE |  | 7650 | 0 | 7650 | 6120 | 300A ROT 2P(2 WAY WITH OFF) | 300A 2P(2 WAY WITH OFF) SEL.SWITCH | 0
KCSA312D | KAYCEE | SELECTOR SWITCH (AC) | 300A | 2 POLE(3 WAY WITH OFF) | ROTARY TYPE |  | 7931.25 | 0 | 7931.25 | 6345 | 300A ROT 2P(3 WAY WITH OFF) | 300A 2P(3 WAY WITH OFF) SEL.SWITCH | 0
KCSA312E | KAYCEE | SELECTOR SWITCH (AC) | 300A | 2 POLE(4 WAY NO OFF) | ROTARY TYPE |  | 8456.25 | 0 | 8456.25 | 6765 | 300A ROT 2P(4 WAY NO OFF) | 300A 2P(4 WAY NO OFF) SEL. SWITCH | 0
KCSA313A | KAYCEE | SELECTOR SWITCH (AC) | 300A | 3 POLE(ON/OFF) | ROTARY TYPE |  | 5606.25 | 0 | 5606.25 | 4485 | 300A ROT 3P(ON/OFF) | 300A 3P(ON/OFF) SEL. SWITCH | 0
KCSA313B | KAYCEE | SELECTOR SWITCH (AC) | 300A | 3 POLE(2 WAY NO OFF) | ROTARY TYPE |  | 9831.25 | 0 | 9831.25 | 7865 | 300A ROT 3P(2 WAY NO OFF) | 300A 3P(2 WAY NO OFF) SEL. SWITCH | 0
KCSA313C | KAYCEE | SELECTOR SWITCH (AC) | 300A | 3 POLE(2 WAY WITH OFF) | ROTARY TYPE |  | 9862.5 | 0 | 9862.5 | 7890 | 300A ROT 3P(2 WAY WITH OFF) | 300A 3P(2 WAY WITH OFF) SEL.SWITCH | 0
KCSA313D | KAYCEE | SELECTOR SWITCH (AC) | 300A | 3 POLE(3 WAY WITH OFF) | ROTARY TYPE |  | 10800 | 0 | 10800 | 8640 | 300A ROT 3P(3 WAY WITH OFF) | 300A 3P(3 WAY WITH OFF) SEL.SWITCH | 0
KCSA313E | KAYCEE | SELECTOR SWITCH (AC) | 300A | 3 POLE(4 WAY NO OFF) | ROTARY TYPE |  | 11756.25 | 0 | 11756.25 | 9405 | 300A ROT 3P(4 WAY NO OFF) | 300A 3P(4 WAY NO OFF) SEL. SWITCH | 0
KCSA314A | KAYCEE | SELECTOR SWITCH (AC) | 300A | 4 POLE(ON/OFF) | ROTARY TYPE |  | 6837.5 | 0 | 6837.5 | 5470 | 300A ROT 4P(ON/OFF) | 300A 4P(ON/OFF) SEL. SWITCH | 0
KCSA314B | KAYCEE | SELECTOR SWITCH (AC) | 300A | 4 POLE(2 WAY NO OFF) | ROTARY TYPE |  | 12500 | 0 | 12500 | 10000 | 300A ROT 4P(2 WAY NO OFF) | 300A 4P(2 WAY NO OFF) SEL. SWITCH | 0
KCSA314C | KAYCEE | SELECTOR SWITCH (AC) | 300A | 4 POLE(2 WAY WITH OFF) | ROTARY TYPE |  | 12500 | 0 | 12500 | 10000 | 300A ROT 4P(2 WAY WITH OFF) | 300A 4P(2 WAY WITH OFF) SEL.SWITCH | 0
KCSA314D | KAYCEE | SELECTOR SWITCH (AC) | 300A | 4 POLE(3 WAY WITH OFF) | ROTARY TYPE |  | 13875 | 0 | 13875 | 11100 | 300A ROT 4P(3 WAY WITH OFF) | 300A 4P(3 WAY WITH OFF) SEL.SWITCH | 0
KCSA314E | KAYCEE | SELECTOR SWITCH (AC) | 300A | 4 POLE(4 WAY NO OFF) | ROTARY TYPE |  | 15250 | 0 | 15250 | 12200 | 300A ROT 4P(4 WAY NO OFF) | 300A 4P(4 WAY NO OFF) SEL. SWITCH | 0
KCSA401A | KAYCEE | SELECTOR SWITCH (AC) | 40A | 1 POLE(ON/OFF) | ROTARY TYPE |  | 330 | 0 | 330 | 264 | 40A 1P(ON/OFF) | 40A 1P(ON/OFF) SEL. SWITCH | 0
KCSA401B | KAYCEE | SELECTOR SWITCH (AC) | 40A | 1 POLE(2 WAY NO OFF) | ROTARY TYPE |  | 416.25 | 0 | 416.25 | 333 | 40A 1P(2 WAY NO OFF) | 40A 1P(2 WAY NO OFF) SEL. SWITCH | 0
KCSA401C | KAYCEE | SELECTOR SWITCH (AC) | 40A | 1 POLE(2 WAY WITH OFF) | ROTARY TYPE |  | 397.5 | 0 | 397.5 | 318 | 40A 1P(2 WAY WITH OFF) | 40A 1P(2 WAY WITH OFF) SEL. SWITCH | 0
KCSA401D | KAYCEE | SELECTOR SWITCH (AC) | 40A | 1 POLE(3 WAY WITH OFF) | ROTARY TYPE |  | 412.5 | 0 | 412.5 | 330 | 40A 1P(3 WAY WITH OFF) | 40A 1P(3 WAY WITH OFF) SEL. SWITCH | 0
KCSA401E | KAYCEE | SELECTOR SWITCH (AC) | 40A | 1 POLE(4 WAY NO OFF) | ROTARY TYPE |  | 422.5 | 0 | 422.5 | 338 | 40A 1P(4 WAY NO OFF) | 40A 1P(4 WAY NO OFF) SEL. SWITCH | 0
KCSA402A | KAYCEE | SELECTOR SWITCH (AC) | 40A | 2 POLE(ON/OFF) | ROTARY TYPE |  | 400 | 0 | 400 | 320 | 40A 2P(ON/OFF) | 40A 2P(ON/OFF) SEL. SWITCH | 0
KCSA402B | KAYCEE | SELECTOR SWITCH (AC) | 40A | 2 POLE(2 WAY NO OFF) | ROTARY TYPE |  | 573.75 | 0 | 573.75 | 459 | 40A 2P(2 WAY NO OFF) | 40A 2P(2 WAY NO OFF) SEL. SWITCH | 0
KCSA402C | KAYCEE | SELECTOR SWITCH (AC) | 40A | 2 POLE(2 WAY WITH OFF) | ROTARY TYPE |  | 540 | 0 | 540 | 432 | 40A 2P(2 WAY WITH OFF) | 40A 2P(2 WAY WITH OFF) SEL. SWITCH | 0
KCSA402D | KAYCEE | SELECTOR SWITCH (AC) | 40A | 2 POLE(3 WAY WITH OFF) | ROTARY TYPE |  | 597.5 | 0 | 597.5 | 478 | 40A 2P(3 WAY WITH OFF) | 40A 2P(3 WAY WITH OFF) SEL. SWITCH | 0
KCSA402E | KAYCEE | SELECTOR SWITCH (AC) | 40A | 2 POLE(4 WAY NO OFF) | ROTARY TYPE |  | 660 | 0 | 660 | 528 | 40A 2P(4 WAY NO OFF) | 40A 2P(4 WAY NO OFF) SEL. SWITCH | 0
KCSA403A | KAYCEE | SELECTOR SWITCH (AC) | 40A | 3 POLE(ON/OFF) | ROTARY TYPE |  | 468.75 | 0 | 468.75 | 375 | 40A 3P(ON/OFF) | 40A 3P(ON/OFF) SEL. SWITCH | 0
KCSA403B | KAYCEE | SELECTOR SWITCH (AC) | 40A | 3 POLE(2 WAY NO OFF) | ROTARY TYPE |  | 717.5 | 0 | 717.5 | 574 | 40A 3P(2 WAY NO OFF) | 40A 3P(2 WAY NO OFF) SEL. SWITCH | 0
KCSA403C | KAYCEE | SELECTOR SWITCH (AC) | 40A | 3 POLE(2 WAY WITH OFF) | ROTARY TYPE |  | 681.25 | 0 | 681.25 | 545 | 40A 3P(2 WAY WITH OFF) | 40A 3P(2 WAY WITH OFF) SEL. SWITCH | 0
KCSA403D | KAYCEE | SELECTOR SWITCH (AC) | 40A | 3 POLE(3 WAY WITH OFF) | ROTARY TYPE |  | 877.5 | 0 | 877.5 | 702 | 40A 3P(3 WAY WITH OFF) | 40A 3P(3 WAY WITH OFF) SEL. SWITCH | 0
KCSA403E | KAYCEE | SELECTOR SWITCH (AC) | 40A | 3 POLE(4 WAY NO OFF) | ROTARY TYPE |  | 907.5 | 0 | 907.5 | 726 | 40A 3P(4 WAY NO OFF) | 40A 3P(4 WAY NO OFF) SEL. SWITCH | 0
KCSA404A | KAYCEE | SELECTOR SWITCH (AC) | 40A | 4 POLE(ON/OFF) | ROTARY TYPE |  | 533.75 | 0 | 533.75 | 427 | 40A 4P(ON/OFF) | 40A 4P(ON/OFF) SEL. SWITCH | 0
KCSA404B | KAYCEE | SELECTOR SWITCH (AC) | 40A | 4 POLE(2 WAY NO OFF) | ROTARY TYPE |  | 830 | 0 | 830 | 664 | 40A 4P(2 WAY NO OFF) | 40A 4P(2 WAY NO OFF) SEL. SWITCH | 0
KCSA404C | KAYCEE | SELECTOR SWITCH (AC) | 40A | 4 POLE(2 WAY WITH OFF) | ROTARY TYPE |  | 812.5 | 0 | 812.5 | 650 | 40A 4P(2 WAY WITH OFF) | 40A 4P(2 WAY WITH OFF) SEL. SWITCH | 0
KCSA404D | KAYCEE | SELECTOR SWITCH (AC) | 40A | 4 POLE(3 WAY WITH OFF) | ROTARY TYPE |  | 1177.5 | 0 | 1177.5 | 942 | 40A 4P(3 WAY WITH OFF) | 40A 4P(3 WAY WITH OFF) SEL. SWITCH | 0
KCSA404E | KAYCEE | SELECTOR SWITCH (AC) | 40A | 4 POLE(4 WAY NO OFF) | ROTARY TYPE |  | 1201.25 | 0 | 1201.25 | 961 | 40A 4P(4 WAY NO OFF) | 40A 4P(4 WAY NO OFF) SEL. SWITCH | 0
KCSA411A | KAYCEE | SELECTOR SWITCH (AC) | 400A | 1 POLE(ON/OFF) | ROTARY TYPE |  | 3800 | 0 | 3800 | 3040 | 400A ROT 1P(ON/OFF) | 400A 1P(ON/OFF) SEL. SWITCH | 0
KCSA411B | KAYCEE | SELECTOR SWITCH (AC) | 400A | 1 POLE(2 WAY NO OFF) | ROTARY TYPE |  | 8050 | 0 | 8050 | 6440 | 400A ROT 1P(2 WAY NO OFF) | 400A 1P(2 WAY NO OFF) SEL. SWITCH | 0
KCSA411C | KAYCEE | SELECTOR SWITCH (AC) | 400A | 1 POLE(2 WAY WITH OFF) | ROTARY TYPE |  | 8187.5 | 0 | 8187.5 | 6550 | 400A ROT 1P(2 WAY WITH OFF) | 400A 1P(2 WAY WITH OFF) SEL. SWITCH | 0
KCSA411D | KAYCEE | SELECTOR SWITCH (AC) | 400A | 1 POLE(3 WAY WITH OFF) | ROTARY TYPE |  | 8587.5 | 0 | 8587.5 | 6870 | 400A ROT 1P(3 WAY WITH OFF) | 400A 1P(3 WAY WITH OFF) SEL. SWITCH | 0
KCSA411E | KAYCEE | SELECTOR SWITCH (AC) | 400A | 1 POLE(4 WAY NO OFF) | ROTARY TYPE |  | 9762.5 | 0 | 9762.5 | 7810 | 400A ROT 1P(4 WAY NO OFF) | 400A 1P(4 WAY NO OFF) SEL. SWITCH | 0
KCSA412A | KAYCEE | SELECTOR SWITCH (AC) | 400A | 2 POLE(ON/OFF) | ROTARY TYPE |  | 7431.25 | 0 | 7431.25 | 5945 | 400A ROT 2P(ON/OFF) | 400A 2P(ON/OFF) SEL. SWITCH | 0
KCSA412B | KAYCEE | SELECTOR SWITCH (AC) | 400A | 2 POLE(2 WAY NO OFF) | ROTARY TYPE |  | 13593.75 | 0 | 13593.75 | 10875 | 400A ROT 2P(2 WAY NO OFF) | 400A 2P(2 WAY NO OFF) SEL. SWITCH | 0
KCSA412C | KAYCEE | SELECTOR SWITCH (AC) | 400A | 2 POLE(2 WAY WITH OFF) | ROTARY TYPE |  | 13718.75 | 0 | 13718.75 | 10975 | 400A ROT 2P(2 WAY WITH OFF) | 400A 2P(2 WAY WITH OFF) SEL. SWITCH | 0
KCSA412D | KAYCEE | SELECTOR SWITCH (AC) | 400A | 2 POLE(3 WAY WITH OFF) | ROTARY TYPE |  | 14462.5 | 0 | 14462.5 | 11570 | 400A ROT 2P(3 WAY WITH OFF) | 400A 2P(3 WAY WITH OFF) SEL. SWITCH | 0
KCSA412E | KAYCEE | SELECTOR SWITCH (AC) | 400A | 2 POLE(4 WAY NO OFF) | ROTARY TYPE |  | 15662.5 | 0 | 15662.5 | 12530 | 400A ROT 2P(4 WAY NO OFF) | 400A 2P(4 WAY NO OFF) SEL. SWITCH | 0
KCSA413A | KAYCEE | SELECTOR SWITCH (AC) | 400A | 3 POLE(ON/OFF) | ROTARY TYPE |  | 10568.75 | 0 | 10568.75 | 8455 | 400A ROT 3P(ON/OFF) | 400A 3P(ON/OFF) SEL. SWITCH | 0
KCSA413B | KAYCEE | SELECTOR SWITCH (AC) | 400A | 3 POLE(2 WAY NO OFF) | ROTARY TYPE |  | 17893.75 | 0 | 17893.75 | 14315 | 400A ROT 3P(2 WAY NO OFF) | 400A 3P(2 WAY NO OFF) SEL. SWITCH | 0
KCSA413C | KAYCEE | SELECTOR SWITCH (AC) | 400A | 3 POLE(2 WAY WITH OFF) | ROTARY TYPE |  | 18050 | 0 | 18050 | 14440 | 400A ROT 3P(2 WAY WITH OFF) | 400A 3P(2 WAY WITH OFF) SEL. SWITCH | 0
KCSA413D | KAYCEE | SELECTOR SWITCH (AC) | 400A | 3 POLE(3 WAY WITH OFF) | ROTARY TYPE |  | 20137.5 | 0 | 20137.5 | 16110 | 400A ROT 3P(3 WAY WITH OFF) | 400A 3P(3 WAY WITH OFF) SEL. SWITCH | 0
KCSA413E | KAYCEE | SELECTOR SWITCH (AC) | 400A | 3 POLE(4 WAY NO OFF) | ROTARY TYPE |  | 22475 | 0 | 22475 | 17980 | 400A ROT 3P(4 WAY NO OFF) | 400A 3P(4 WAY NO OFF) SEL. SWITCH | 0
KCSA414A | KAYCEE | SELECTOR SWITCH (AC) | 400A | 4 POLE(ON/OFF) | ROTARY TYPE |  | 13668.75 | 0 | 13668.75 | 10935 | 400A ROT 4P(ON/OFF) | 400A 4P(ON/OFF) SEL. SWITCH | 0
KCSA414C | KAYCEE | SELECTOR SWITCH (AC) | 400A | 4 POLE(2 WAY WITH OFF) | ROTARY TYPE |  | 17893.75 | 0 | 17893.75 | 14315 | 400A ROT 4P(2 WAY WITH OFF) |  | 0
KCSA511A | KAYCEE | SELECTOR SWITCH (AC) | 500A | 1 POLE(ON/OFF) | ROTARY TYPE | 2485 | 4962.5 | 0 | 4962.5 | 3970 | 500A ROT 1P(ON/OFF) | 500A 1P(ON/OFF) SEL. SWITCH | 0
KCSA511B | KAYCEE | SELECTOR SWITCH (AC) | 500A | 1 POLE(2 WAY NO OFF) | ROTARY TYPE |  | 9450 | 0 | 9450 | 7560 | 500A ROT 1P(2 WAY NO OFF) | 500A 1P(2 WAY NO OFF) SEL. SWITCH | 0
KCSA511C | KAYCEE | SELECTOR SWITCH (AC) | 500A | 1 POLE(2 WAY WITH OFF) | ROTARY TYPE |  | 9618.75 | 0 | 9618.75 | 7695 | 500A ROT 1P(2 WAY WITH OFF) | 500A 1P(2 WAY WITH OFF) SEL. SWITCH | 0
KCSA511D | KAYCEE | SELECTOR SWITCH (AC) | 500A | 1 POLE(3 WAY WITH OFF) | ROTARY TYPE |  | 10175 | 0 | 10175 | 8140 | 500A ROT 1P(3 WAY WITH OFF) | 500A 1P(3 WAY WITH OFF) SEL. SWITCH | 0
KCSA511E | KAYCEE | SELECTOR SWITCH (AC) | 500A | 1 POLE(4 WAY NO OFF) | ROTARY TYPE |  | 11562.5 | 0 | 11562.5 | 9250 | 500A ROT 1P(4 WAY NO OFF) | 500A 1P(4 WAY NO OFF) SEL. SWITCH | 0
KCSA512A | KAYCEE | SELECTOR SWITCH (AC) | 500A | 2 POLE(ON/OFF) | ROTARY TYPE |  | 8212.5 | 0 | 8212.5 | 6570 | 500A ROT 2P(ON/OFF) | 500A 2P(ON/OFF) SEL. SWITCH | 0
KCSA512B | KAYCEE | SELECTOR SWITCH (AC) | 500A | 2 POLE(2 WAY NO OFF) | ROTARY TYPE |  | 14237.5 | 0 | 14237.5 | 11390 | 500A ROT 2P(2 WAY NO OFF) | 500A 2P(2 WAY NO OFF) SEL. SWITCH | 0
KCSA512C | KAYCEE | SELECTOR SWITCH (AC) | 500A | 2 POLE(2 WAY WITH OFF) | ROTARY TYPE |  | 14450 | 0 | 14450 | 11560 | 500A ROT 2P(2 WAY WITH OFF) | 500A 2P(2 WAY WITH OFF) SEL. SWITCH | 0
KCSA512D | KAYCEE | SELECTOR SWITCH (AC) | 500A | 2 POLE(3 WAY WITH OFF) | ROTARY TYPE |  | 16050 | 0 | 16050 | 12840 | 500A ROT 2P(3 WAY WITH OFF) | 500A 2P(3 WAY WITH OFF) SEL. SWITCH | 0
KCSA512E | KAYCEE | SELECTOR SWITCH (AC) | 500A | 2 POLE(4 WAY NO OFF) | ROTARY TYPE |  | 17818.75 | 0 | 17818.75 | 14255 | 500A ROT 2P(4 WAY NO OFF) | 500A 2P(4 WAY NO OFF) SEL. SWITCH | 0
KCSA513A | KAYCEE | SELECTOR SWITCH (AC) | 500A | 3 POLE(ON/OFF) | ROTARY TYPE |  | 11950 | 0 | 11950 | 9560 | 500A ROT 3P(ON/OFF) | 500A 3P(ON/OFF) SEL. SWITCH | 0
KCSA513B | KAYCEE | SELECTOR SWITCH (AC) | 500A | 3 POLE(2 WAY NO OFF) | ROTARY TYPE |  | 20393.75 | 0 | 20393.75 | 16315 | 500A ROT 3P(2 WAY NO OFF) | 500A 3P(2 WAY NO OFF) SEL. SWITCH | 0
KCSA513C | KAYCEE | SELECTOR SWITCH (AC) | 500A | 3 POLE(2 WAY WITH OFF) | ROTARY TYPE |  | 20393.75 | 0 | 20393.75 | 16315 | 500A ROT 3P(2 WAY WITH OFF) | 500A 3P(2 WAY WITH OFF) SEL. SWITCH | 0
KCSA513D | KAYCEE | SELECTOR SWITCH (AC) | 500A | 3 POLE(3 WAY WITH OFF) | ROTARY TYPE |  | 23087.5 | 0 | 23087.5 | 18470 | 500A ROT 3P(3 WAY WITH OFF) | 500A 3P(3 WAY WITH OFF) SEL. SWITCH | 0
KCSA513E | KAYCEE | SELECTOR SWITCH (AC) | 500A | 3 POLE(4 WAY NO OFF) | ROTARY TYPE |  | 25762.5 | 0 | 25762.5 | 20610 | 500A ROT 3P(4 WAY NO OFF) | 500A 3P(4 WAY NO OFF) SEL. SWITCH | 0
KCSA514A | KAYCEE | SELECTOR SWITCH (AC) | 500A | 4 POLE(ON/OFF) | ROTARY TYPE |  | 15825 | 0 | 15825 | 12660 | 500A ROT 4P(ON/OFF) | 500A 4P(ON/OFF) SEL. SWITCH | 0
KCSA514C | KAYCEE | SELECTOR SWITCH (AC) | 500A | 4 POLE(2 WAY WITH OFF) | ROTARY TYPE |  | 20393.75 | 0 | 20393.75 | 16315 | 500A ROT 4P(2 WAY WITH OFF) | 500A 4P(2 WAY WITH OFF) SEL. SWITCH | 0
KCSA601A | KAYCEE | SELECTOR SWITCH (AC) | 60A | 1 POLE(ON/OFF) | ROTARY TYPE |  | 396.25 | 0 | 396.25 | 317 | 60A 1P(ON/OFF) | 60A 1P(ON/OFF) SEL. SWITCH | 0
KCSA601B | KAYCEE | SELECTOR SWITCH (AC) | 60A | 1 POLE(2 WAY NO OFF) | ROTARY TYPE |  | 443.75 | 0 | 443.75 | 355 | 60A 1P(2 WAY NO OFF) | 60A 1P(2 WAY NO OFF) SEL. SWITCH | 0
KCSA601C | KAYCEE | SELECTOR SWITCH (AC) | 60A | 1 POLE(2 WAY WITH OFF) | ROTARY TYPE |  | 533.75 | 0 | 533.75 | 427 | 60A 1P(2 WAY WITH OFF) | 60A 1P(2 WAY WITH OFF) SEL. SWITCH | 0
KCSA601D | KAYCEE | SELECTOR SWITCH (AC) | 60A | 1 POLE(3 WAY WITH OFF) | ROTARY TYPE |  | 553.75 | 0 | 553.75 | 443 | 60A 1P(3 WAY WITH OFF) | 60A 1P(3 WAY WITH OFF) SEL. SWITCH | 0
KCSA601E | KAYCEE | SELECTOR SWITCH (AC) | 60A | 1 POLE(4 WAY NO OFF) | ROTARY TYPE |  | 573.75 | 0 | 573.75 | 459 | 60A 1P(4 WAY NO OFF) | 60A 1P(4 WAY NO OFF) SEL. SWITCH | 0
KCSA602A | KAYCEE | SELECTOR SWITCH (AC) | 60A | 2 POLE(ON/OFF) | ROTARY TYPE |  | 505 | 0 | 505 | 404 | 60A 2P(ON/OFF) | 60A 2P(ON/OFF) SEL. SWITCH | 0
KCSA602B | KAYCEE | SELECTOR SWITCH (AC) | 60A | 2 POLE(2 WAY NO OFF) | ROTARY TYPE |  | 612.5 | 0 | 612.5 | 490 | 60A 2P(2 WAY NO OFF) | 60A 2P(2 WAY NO OFF) SEL. SWITCH | 0
KCSA602C | KAYCEE | SELECTOR SWITCH (AC) | 60A | 2 POLE(2 WAY WITH OFF) | ROTARY TYPE |  | 812.5 | 0 | 812.5 | 650 | 60A 2P(2 WAY WITH OFF) | 60A 2P(2 WAY WITH OFF) SEL. SWITCH | 0
KCSA602D | KAYCEE | SELECTOR SWITCH (AC) | 60A | 2 POLE(3 WAY WITH OFF) | ROTARY TYPE |  | 837.5 | 0 | 837.5 | 670 | 60A 2P(3 WAY WITH OFF) | 60A 2P(3 WAY WITH OFF) SEL. SWITCH | 0
KCSA602E | KAYCEE | SELECTOR SWITCH (AC) | 60A | 2 POLE(4 WAY NO OFF) | ROTARY TYPE |  | 891.25 | 0 | 891.25 | 713 | 60A 2P(4 WAY NO OFF) | 60A 2P(4 WAY NO OFF) SEL. SWITCH | 0
KCSA603A | KAYCEE | SELECTOR SWITCH (AC) | 60A | 3 POLE(ON/OFF) | ROTARY TYPE |  | 681.25 | 0 | 681.25 | 545 | 60A 3P(ON/OFF) | 60A 3P(ON/OFF) SEL. SWITCH | 0
KCSA603B | KAYCEE | SELECTOR SWITCH (AC) | 60A | 3 POLE(2 WAY NO OFF) | ROTARY TYPE |  | 800 | 0 | 800 | 640 | 60A 3P(2 WAY NO OFF) | 60A 3P(2 WAY NO OFF) SEL. SWITCH | 0
KCSA603C | KAYCEE | SELECTOR SWITCH (AC) | 60A | 3 POLE(2 WAY WITH OFF) | ROTARY TYPE |  | 1093.75 | 0 | 1093.75 | 875 | 60A 3P(2 WAY WITH OFF) | 60A 3P(2 WAY WITH OFF) SEL. SWITCH | 0
KCSA603D | KAYCEE | SELECTOR SWITCH (AC) | 60A | 3 POLE(3 WAY WITH OFF) | ROTARY TYPE |  | 1143.75 | 0 | 1143.75 | 915 | 60A 3P(3 WAY WITH OFF) | 60A 3P(3 WAY WITH OFF) SEL. SWITCH | 0
KCSA603E | KAYCEE | SELECTOR SWITCH (AC) | 60A | 3 POLE(4 WAY NO OFF) | ROTARY TYPE |  | 1200 | 0 | 1200 | 960 | 60A 3P(4 WAY NO OFF) | 60A 3P(4 WAY NO OFF) SEL. SWITCH | 0
KCSA604A | KAYCEE | SELECTOR SWITCH (AC) | 60A | 4 POLE(ON/OFF) | ROTARY TYPE |  | 812.5 | 0 | 812.5 | 650 | 60A 4P(ON/OFF) | 60A 4P(ON/OFF) SEL. SWITCH | 0
KCSA604B | KAYCEE | SELECTOR SWITCH (AC) | 60A | 4 POLE(2 WAY NO OFF) | ROTARY TYPE |  | 971.25 | 0 | 971.25 | 777 | 60A 4P(2 WAY NO OFF) | 60A 4P(2 WAY NO OFF) SEL. SWITCH | 0
KCSA604C | KAYCEE | SELECTOR SWITCH (AC) | 60A | 4 POLE(2 WAY WITH OFF) | ROTARY TYPE |  | 1357.5 | 0 | 1357.5 | 1086 | 60A 4P(2 WAY WITH OFF) | 60A 4P(2 WAY WITH OFF) SEL. SWITCH | 0
KCSA604D | KAYCEE | SELECTOR SWITCH (AC) | 60A | 4 POLE(3 WAY WITH OFF) | ROTARY TYPE |  | 1375 | 0 | 1375 | 1100 | 60A 4P(3 WAY WITH OFF) | 60A 4P(3 WAY WITH OFF) SEL. SWITCH | 0
KCSA604E | KAYCEE | SELECTOR SWITCH (AC) | 60A | 4 POLE(4 WAY NO OFF) | ROTARY TYPE |  | 1527.5 | 0 | 1527.5 | 1222 | 60A 4P(4 WAY NO OFF) | 60A 4P(4 WAY NO OFF) SEL. SWITCH | 0
KCSA611A | KAYCEE | SELECTOR SWITCH (AC) | 600A | 1 POLE(ON/OFF) | ROTARY TYPE |  | 7393.75 | 0 | 7393.75 | 5915 | 600A ROT 1P(ON/OFF) | 600A 1P(ON/OFF) SEL. SWITCH | 0
KCSA611B | KAYCEE | SELECTOR SWITCH (AC) | 600A | 1 POLE(2 WAY NO OFF) | ROTARY TYPE |  | 13062.5 | 0 | 13062.5 | 10450 | 600A ROT 1P(2 WAY NO OFF) | 600A 1P(2 WAY NO OFF) SEL. SWITCH | 0
KCSA611C | KAYCEE | SELECTOR SWITCH (AC) | 600A | 1 POLE(2 WAY WITH OFF) | ROTARY TYPE |  | 13543.75 | 0 | 13543.75 | 10835 | 600A ROT 1P(2 WAY WITH OFF) | 600A 1P(2 WAY WITH OFF) SEL. SWITCH | 0
KCSA611D | KAYCEE | SELECTOR SWITCH (AC) | 600A | 1 POLE(3 WAY WITH OFF) | ROTARY TYPE |  | 13662.5 | 0 | 13662.5 | 10930 | 600A ROT 1P(3 WAY WITH OFF) | 600A 1P(3 WAY WITH OFF) SEL. SWITCH | 0
KCSA611E | KAYCEE | SELECTOR SWITCH (AC) | 600A | 1 POLE(4 WAY NO OFF) | ROTARY TYPE |  | 13906.25 | 0 | 13906.25 | 11125 | 600A ROT 1P(4 WAY NO OFF) | 600A 1P(4 WAY NO OFF) SEL. SWITCH | 0
KCSA612A | KAYCEE | SELECTOR SWITCH (AC) | 600A | 2 POLE(ON/OFF) | ROTARY TYPE |  | 11737.5 | 0 | 11737.5 | 9390 | 600A ROT 2P(ON/OFF) | 600A 2P(ON/OFF) SEL. SWITCH | 0
KCSA612B | KAYCEE | SELECTOR SWITCH (AC) | 600A | 2 POLE(2 WAY NO OFF) | ROTARY TYPE |  | 23118.75 | 0 | 23118.75 | 18495 | 600A ROT 2P(2 WAY NO OFF) | 600A 2P(2 WAY NO OFF) SEL. SWITCH | 0
KCSA612C | KAYCEE | SELECTOR SWITCH (AC) | 600A | 2 POLE(2 WAY WITH OFF) | ROTARY TYPE |  | 24112.5 | 0 | 24112.5 | 19290 | 600A ROT 2P(2 WAY WITH OFF) | 600A 2P(2 WAY WITH OFF) SEL. SWITCH | 0
KCSA612D | KAYCEE | SELECTOR SWITCH (AC) | 600A | 2 POLE(3 WAY WITH OFF) | ROTARY TYPE |  | 24337.5 | 0 | 24337.5 | 19470 | 600A ROT 2P(3 WAY WITH OFF) | 600A 2P(3 WAY WITH OFF) SEL. SWITCH | 0
KCSA612E | KAYCEE | SELECTOR SWITCH (AC) | 600A | 2 POLE(4 WAY NO OFF) | ROTARY TYPE |  | 24843.75 | 0 | 24843.75 | 19875 | 600A ROT 2P(4 WAY NO OFF) | 600A 2P(4 WAY NO OFF) SEL. SWITCH | 0
KCSA613A | KAYCEE | SELECTOR SWITCH (AC) | 600A | 3 POLE(ON/OFF) | ROTARY TYPE |  | 17218.75 | 0 | 17218.75 | 13775 | 600A ROT 3P(ON/OFF) | 600A 3P(ON/OFF) SEL. SWITCH | 0
KCSA613B | KAYCEE | SELECTOR SWITCH (AC) | 600A | 3 POLE(2 WAY NO OFF) | ROTARY TYPE |  | 33156.25 | 0 | 33156.25 | 26525 | 600A ROT 3P(2 WAY NO OFF) | 600A 3P(2 WAY NO OFF) SEL. SWITCH | 0
KCSA613C | KAYCEE | SELECTOR SWITCH (AC) | 600A | 3 POLE(2 WAY WITH OFF) | ROTARY TYPE |  | 33412.5 | 0 | 33412.5 | 26730 | 600A ROT 3P(2 WAY WITH OFF) | 600A 3P(2 WAY WITH OFF) SEL. SWITCH | 0
KCSA613D | KAYCEE | SELECTOR SWITCH (AC) | 600A | 3 POLE(3 WAY WITH OFF) | ROTARY TYPE |  | 35112.5 | 0 | 35112.5 | 28090 | 600A ROT 3P(3 WAY WITH OFF) | 600A 3P(3 WAY WITH OFF) SEL. SWITCH | 0
KCSA613E | KAYCEE | SELECTOR SWITCH (AC) | 600A | 3 POLE(4 WAY NO OFF) | ROTARY TYPE |  | 35718.75 | 0 | 35718.75 | 28575 | 600A ROT 3P(4 WAY NO OFF) | 600A 3P(4 WAY NO OFF) SEL. SWITCH | 0
KCSA614A | KAYCEE | SELECTOR SWITCH (AC) | 600A | 4 POLE(ON/OFF) | ROTARY TYPE |  | 22112.5 | 0 | 22112.5 | 17690 | 600A ROT 4P(ON/OFF) | 600A 4P(ON/OFF) SEL. SWITCH | 0
KCSA614C | KAYCEE | SELECTOR SWITCH (AC) | 600A | 4 POLE(2 WAY WITH OFF) | ROTARY TYPE |  | 33156.25 | 0 | 33156.25 | 26525 | 600A ROT 4P(2 WAY WITH OFF) | 600A 4P(2 WAY WITH OFF) SEL. SWITCH | 0
KCSD0611 | KAYCEE | SELECTOR SWITCH (DC) | 6A | 1 POLE(ON/OFF) | ROTARY CAM TYPE |  | 103.75 | 0 | 103.75 | 83 | 6A 1 POLE(ON/OFF) | 6A 1 POLE(ON/OFF) SEL. SWITCH | 0
KCSD0612 | KAYCEE | SELECTOR SWITCH (DC) | 6A | 1 POLE(2 WAY NO OFF) | ROTARY CAM TYPE |  | 120 | 0 | 120 | 96 | 6A 1 POLE(2 WAY NO OFF) | 6A 1 POLE(2 WAY NO OFF) SEL. SWITCH | 0
KCSD0613 | KAYCEE | SELECTOR SWITCH (DC) | 6A | 1 POLE(2 WAY WITH OFF) | ROTARY CAM TYPE |  | 120 | 0 | 120 | 96 | 6A 1 POLE(2 WAY WITH OFF) | 6A 1 POLE(2 WAY WITH OFF)SEL.SWITCH | 0
KCSD0614 | KAYCEE | SELECTOR SWITCH (DC) | 6A | 1 POLE(3 WAY NO OFF) | ROTARY CAM TYPE |  | 151.25 | 0 | 151.25 | 121 | 6A 1 POLE(3 WAY NO OFF) | 6A 1 POLE(3 WAY NO OFF) SEL. SWITCH | 0
KCSD0615 | KAYCEE | SELECTOR SWITCH (DC) | 6A | 1 POLE(3 WAY WITH OFF) | ROTARY CAM TYPE |  | 151.25 | 0 | 151.25 | 121 | 6A 1 POLE(3 WAY WITH OFF) | 6A 1 POLE(3 WAY WITH OFF)SEL.SWITCH | 0
KCSD0616 | KAYCEE | SELECTOR SWITCH (DC) | 6A | 1 POLE(4 WAY NO OFF) | ROTARY CAM TYPE |  | 163.75 | 0 | 163.75 | 131 | 6A 1 POLE(4 WAY NO OFF) | 6A 1 POLE(4 WAY NO OFF) SEL. SWITCH | 0
KCSD0621 | KAYCEE | SELECTOR SWITCH (DC) | 6A | 2 POLE(2 WAY) | ROTARY CAM TYPE |  | 120 | 0 | 120 | 96 | 6A 2P(2 WAY) | 6A 2P(2 WAY) SEL. SWITCH | 0
KCSD0622 | KAYCEE | SELECTOR SWITCH (DC) | 6A | 2 POLE(2 WAY NO OFF) | ROTARY CAM TYPE |  | 175 | 0 | 175 | 140 | 6A 2P(2 WAY NO OFF) | 6A 2P(2 WAY NO OFF) SEL. SWITCH | 0
KCSD0623 | KAYCEE | SELECTOR SWITCH (DC) | 6A | 2 POLE(2 WAY WITH OFF) | ROTARY CAM TYPE |  | 175 | 0 | 175 | 140 | 6A 2P(2 WAY WITH OFF) | 6A 2P(2 WAY WITH OFF) SEL. SWITCH | 0
KCSD0624 | KAYCEE | SELECTOR SWITCH (DC) | 6A | 2 POLE(3 WAY NO OFF) | ROTARY CAM TYPE |  | 220 | 0 | 220 | 176 | 6A 2P(3 WAY NO OFF) | 6A 2P(3 WAY NO OFF) SEL. SWITCH | 0
KCSD0625 | KAYCEE | SELECTOR SWITCH (DC) | 6A | 2 POLE(3 WAY WITH OFF) | ROTARY CAM TYPE |  | 220 | 0 | 220 | 176 | 6A 2P(3 WAY WITH OFF) | 6A 2P(3 WAY WITH OFF) SEL. SWITCH | 0
KCSD0626 | KAYCEE | SELECTOR SWITCH (DC) | 6A | 2 POLE(4 WAY NO OFF) | ROTARY CAM TYPE |  | 260 | 0 | 260 | 208 | 6A 2P(4 WAY NO OFF) | 6A 2P(4 WAY NO OFF) SEL. SWITCH | 0
KCSD0631 | KAYCEE | SELECTOR SWITCH (DC) | 6A | 3 POLE(ON/OFF) | ROTARY CAM TYPE |  | 148.75 | 0 | 148.75 | 119 | 6A 3P(ON/OFF) | 6A 3P(ON/OFF) SEL. SWITCH | 0
KCSD0632 | KAYCEE | SELECTOR SWITCH (DC) | 6A | 3 POLE(2 WAY NO OFF) | ROTARY CAM TYPE |  | 220 | 0 | 220 | 176 | 6A 3P(2 WAY NO OFF) | 6A 3P(2 WAY NO OFF) SEL. SWITCH | 0
KCSD0633 | KAYCEE | SELECTOR SWITCH (DC) | 6A | 3 POLE(2 WAY WITH OFF) | ROTARY CAM TYPE |  | 220 | 0 | 220 | 176 | 6A 3P(2 WAY WITH OFF) | 6A 3P(2 WAY WITH OFF) SEL. SWITCH | 0
KCSD0634 | KAYCEE | SELECTOR SWITCH (DC) | 6A | 3 POLE(3 WAY NO OFF) | ROTARY CAM TYPE |  | 338.75 | 0 | 338.75 | 271 | 6A 3P(3 WAY NO OFF) | 6A 3P(3 WAY NO OFF) SEL. SWITCH | 0
KCSD0635 | KAYCEE | SELECTOR SWITCH (DC) | 6A | 3 POLE(3 WAY WITH OFF) | ROTARY CAM TYPE |  | 338.75 | 0 | 338.75 | 271 | 6A 3P(3 WAY WITH OFF) | 6A 3P(3 WAY WITH OFF) SEL. SWITCH | 0
KCSD0636 | KAYCEE | SELECTOR SWITCH (DC) | 6A | 3 POLE(4 WAY NO OFF) | ROTARY CAM TYPE |  | 371.25 | 0 | 371.25 | 297 | 6A 3P(4 WAY NO OFF) | 6A 3P(4 WAY NO OFF) SEL. SWITCH | 0
KCSD0641 | KAYCEE | SELECTOR SWITCH (DC) | 6A | 4 POLE(ON/OFF) | ROTARY CAM TYPE |  | 175 | 0 | 175 | 140 | 6A 4P(ON/OFF) | 6A 4P(ON/OFF) SEL. SWITCH | 0
KCSD0642 | KAYCEE | SELECTOR SWITCH (DC) | 6A | 4 POLE(2 WAY NO OFF) | ROTARY CAM TYPE |  | 285 | 0 | 285 | 228 | 6A 4P(2 WAY NO OFF) | 6A 4P(2 WAY NO OFF) SEL. SWITCH | 0
KCSD0643 | KAYCEE | SELECTOR SWITCH (DC) | 6A | 4 POLE(2 WAY WITH OFF) | ROTARY CAM TYPE |  | 285 | 0 | 285 | 228 | 6A 4P(2 WAY WITH OFF) | 6A 4P(2 WAY WITH OFF) SEL. SWITCH | 0
KCSD0644 | KAYCEE | SELECTOR SWITCH (DC) | 6A | 4 POLE(3 WAY NO OFF) | ROTARY CAM TYPE |  | 425 | 0 | 425 | 340 | 6A 4P(3 WAY NO OFF) | 6A 4P(3 WAY NO OFF) SEL. SWITCH | 0
KCSD0645 | KAYCEE | SELECTOR SWITCH (DC) | 6A | 4 POLE(3 WAY WITH OFF) | ROTARY CAM TYPE |  | 425 | 0 | 425 | 340 | 6A 4P(3 WAY WITH OFF) | 6A 4P(3 WAY WITH OFF) SEL. SWITCH | 0
KCSD0646 | KAYCEE | SELECTOR SWITCH (DC) | 6A | 4 POLE(4 WAY NO OFF) | ROTARY CAM TYPE |  | 506.25 | 0 | 506.25 | 405 | 6A 4P(4 WAY NO OFF) | 6A 4P(4 WAY NO OFF) SEL. SWITCH | 0
KCSD101A | KAYCEE | SELECTOR SWITCH (DC) | 10A | 1 POLE(ON/OFF) | ROTARY TYPE |  | 281.25 | 0 | 281.25 | 225 | 10A 1P(ON/OFF) | 10A 1P(ON/OFF) SEL. SWITCH | 0
KCSD101B | KAYCEE | SELECTOR SWITCH (DC) | 10A | 1 POLE(2 WAY NO OFF) | ROTARY TYPE |  | 315 | 0 | 315 | 252 | 10A 1P(2 WAY NO OFF) | 10A 1P(2 WAY NO OFF) SEL. SWITCH | 0
KCSD101C | KAYCEE | SELECTOR SWITCH (DC) | 10A | 1 POLE(2 WAY WITH OFF) | ROTARY TYPE |  | 312.5 | 0 | 312.5 | 250 | 10A 1P(2 WAY WITH OFF) | 10A 1P(2 WAY WITH OFF) SEL. SWITCH | 0
KCSD101D | KAYCEE | SELECTOR SWITCH (DC) | 10A | 1 POLE(3 WAY WITH OFF) | ROTARY TYPE |  | 343.75 | 0 | 343.75 | 275 | 10A 1P(3 WAY WITH OFF) | 10A 1P(3 WAY WITH OFF) SEL. SWITCH | 0
KCSD101E | KAYCEE | SELECTOR SWITCH (DC) | 10A | 1 POLE(4 WAY NO OFF) | ROTARY TYPE |  | 353.75 | 0 | 353.75 | 283 | 10A 1P(4 WAY NO OFF) | 10A 1P(4 WAY NO OFF) SEL. SWITCH | 0
KCSD102A | KAYCEE | SELECTOR SWITCH (DC) | 10A | 2 POLE(ON/OFF) | ROTARY TYPE |  | 312.5 | 0 | 312.5 | 250 | 10A 2P(ON/OFF) | 10A 2P(ON/OFF) SEL. SWITCH | 0
KCSD102B | KAYCEE | SELECTOR SWITCH (DC) | 10A | 2 POLE(2 WAY NO OFF) | ROTARY TYPE |  | 378.75 | 0 | 378.75 | 303 | 10A 2P(2 WAY NO OFF) | 10A 2P(2 WAY NO OFF) SEL. SWITCH | 0
KCSD102C | KAYCEE | SELECTOR SWITCH (DC) | 10A | 2 POLE(2 WAY WITH OFF) | ROTARY TYPE |  | 378.75 | 0 | 378.75 | 303 | 10A 2P(2 WAY WITH OFF) | 10A 2P(2 WAY WITH OFF) SEL. SWITCH | 0
KCSD102D | KAYCEE | SELECTOR SWITCH (DC) | 10A | 2 POLE(3 WAY WITH OFF) | ROTARY TYPE |  | 466.25 | 0 | 466.25 | 373 | 10A 2P(3 WAY WITH OFF) | 10A 2P(3 WAY WITH OFF) SEL. SWITCH | 0
KCSD102E | KAYCEE | SELECTOR SWITCH (DC) | 10A | 2 POLE(4 WAY NO OFF) | ROTARY TYPE |  | 475 | 0 | 475 | 380 | 10A 2P(4 WAY NO OFF) | 10A 2P(4 WAY NO OFF) SEL. SWITCH | 0
KCSD103A | KAYCEE | SELECTOR SWITCH (DC) | 10A | 3 POLE(ON/OFF) | ROTARY TYPE |  | 345 | 0 | 345 | 276 | 10A 3P(ON/OFF) | 10A 3P(ON/OFF) SEL. SWITCH | 0
KCSD103B | KAYCEE | SELECTOR SWITCH (DC) | 10A | 3 POLE(2 WAY NO OFF) | ROTARY TYPE |  | 515 | 0 | 515 | 412 | 10A 3P(2 WAY NO OFF) | 10A 3P(2 WAY NO OFF) SEL. SWITCH | 0
KCSD103C | KAYCEE | SELECTOR SWITCH (DC) | 10A | 3 POLE(2 WAY WITH OFF) | ROTARY TYPE |  | 500 | 0 | 500 | 400 | 10A 3P(2 WAY WITH OFF) | 10A 3P(2 WAY WITH OFF) SEL. SWITCH | 0
KCSD103D | KAYCEE | SELECTOR SWITCH (DC) | 10A | 3 POLE(3 WAY WITH OFF) | ROTARY TYPE |  | 571.25 | 0 | 571.25 | 457 | 10A 3P(3 WAY WITH OFF) | 10A 3P(3 WAY WITH OFF) SEL. SWITCH | 0
KCSD103E | KAYCEE | SELECTOR SWITCH (DC) | 10A | 3 POLE(4 WAY NO OFF) | ROTARY TYPE |  | 587.5 | 0 | 587.5 | 470 | 10A 3P(4 WAY NO OFF) | 10A 3P(4 WAY NO OFF) SEL. SWITCH | 0
KCSD104A | KAYCEE | SELECTOR SWITCH (DC) | 10A | 4 POLE(ON/OFF) | ROTARY TYPE |  | 416.25 | 0 | 416.25 | 333 | 10A 4P(ON/OFF) | 10A 4P(ON/OFF) SEL. SWITCH | 0
KCSD104B | KAYCEE | SELECTOR SWITCH (DC) | 10A | 4 POLE(2 WAY NO OFF) | ROTARY TYPE |  | 595 | 0 | 595 | 476 | 10A 4P(2 WAY NO OFF) | 10A 4P(2 WAY NO OFF) SEL. SWITCH | 0
KCSD104C | KAYCEE | SELECTOR SWITCH (DC) | 10A | 4 POLE(2 WAY WITH OFF) | ROTARY TYPE |  | 587.5 | 0 | 587.5 | 470 | 10A 4P(2 WAY WITH OFF) | 10A 4P(2 WAY WITH OFF) SEL. SWITCH | 0
KCSD104D | KAYCEE | SELECTOR SWITCH (DC) | 10A | 4 POLE(3 WAY WITH OFF) | ROTARY TYPE |  | 650 | 0 | 650 | 520 | 10A 4P(3 WAY WITH OFF) | 10A 4P(3 WAY WITH OFF) SEL. SWITCH | 0
KCSD104E | KAYCEE | SELECTOR SWITCH (DC) | 10A | 4 POLE(4 WAY NO OFF) | ROTARY TYPE |  | 706.25 | 0 | 706.25 | 565 | 10A 4P(4 WAY NO OFF) | 10A 4P(4 WAY NO OFF) SEL. SWITCH | 0
KCSD111A | KAYCEE | SELECTOR SWITCH (DC) | 100A | 1 POLE(ON/OFF) | ROTARY TYPE |  | 2593.75 | 0 | 2593.75 | 2075 | 100A ROT 1P(ON/OFF) | 100A 1P(ON/OFF) SEL. SWITCH | 0
KCSD111B | KAYCEE | SELECTOR SWITCH (DC) | 100A | 1 POLE(2 WAY NO OFF) | ROTARY TYPE |  | 3412.5 | 0 | 3412.5 | 2730 | 100A ROT 1P(2 WAY NO OFF) | 100A 1P(2 WAY NO OFF) SEL. SWITCH | 0
KCSD111C | KAYCEE | SELECTOR SWITCH (DC) | 100A | 1 POLE(2 WAY WITH OFF) | ROTARY TYPE |  | 3425 | 0 | 3425 | 2740 | 100A ROT 1P(2 WAY WITH OFF) | 100A 1P(2 WAY WITH OFF) SEL. SWITCH | 0
KCSD111D | KAYCEE | SELECTOR SWITCH (DC) | 100A | 1 POLE(3 WAY WITH OFF) | ROTARY TYPE |  | 3500 | 0 | 3500 | 2800 | 100A ROT 1P(3 WAY WITH OFF) | 100A 1P(3 WAY WITH OFF) SEL. SWITCH | 0
KCSD111E | KAYCEE | SELECTOR SWITCH (DC) | 100A | 1 POLE(4 WAY NO OFF) | ROTARY TYPE |  | 3706.25 | 0 | 3706.25 | 2965 | 100A ROT 1P(4 WAY NO OFF) | 100A 1P(4 WAY NO OFF) SEL. SWITCH | 0
KCSD112A | KAYCEE | SELECTOR SWITCH (DC) | 100A | 2 POLE(ON/OFF) | ROTARY TYPE |  | 3312.5 | 0 | 3312.5 | 2650 | 100A ROT 2P(ON/OFF) | 100A 2P(ON/OFF) SEL. SWITCH | 0
KCSD112B | KAYCEE | SELECTOR SWITCH (DC) | 100A | 2 POLE(2 WAY NO OFF) | ROTARY TYPE |  | 5181.25 | 0 | 5181.25 | 4145 | 100A ROT 2P(2 WAY NO OFF) | 100A 2P(2 WAY NO OFF) SEL. SWITCH | 0
KCSD112C | KAYCEE | SELECTOR SWITCH (DC) | 100A | 2 POLE(2 WAY WITH OFF) | ROTARY TYPE |  | 5187.5 | 0 | 5187.5 | 4150 | 100A ROT 2P(2 WAY WITH OFF) | 100A 2P(2 WAY WITH OFF) SEL. SWITCH | 0
KCSD112D | KAYCEE | SELECTOR SWITCH (DC) | 100A | 2 POLE(3 WAY WITH OFF) | ROTARY TYPE |  | 5306.25 | 0 | 5306.25 | 4245 | 100A ROT 2P(3 WAY WITH OFF) | 100A 2P(3 WAY WITH OFF) SEL. SWITCH | 0
KCSD112E | KAYCEE | SELECTOR SWITCH (DC) | 100A | 2 POLE(4 WAY NO OFF) | ROTARY TYPE |  | 5512.5 | 0 | 5512.5 | 4410 | 100A ROT 2P(4 WAY NO OFF) | 100A 2P(4 WAY NO OFF) SEL. SWITCH | 0
KCSD113A | KAYCEE | SELECTOR SWITCH (DC) | 100A | 3 POLE(ON/OFF) | ROTARY TYPE |  | 4156.25 | 0 | 4156.25 | 3325 | 100A ROT 3P(ON/OFF) | 100A 3P(ON/OFF) SEL. SWITCH | 0
KCSD113B | KAYCEE | SELECTOR SWITCH (DC) | 100A | 3 POLE(2 WAY NO OFF) | ROTARY TYPE |  | 6800 | 0 | 6800 | 5440 | 100A ROT 3P(2 WAY NO OFF) | 100A 3P(2 WAY NO OFF) SEL. SWITCH | 0
KCSD113C | KAYCEE | SELECTOR SWITCH (DC) | 100A | 3 POLE(2 WAY WITH OFF) | ROTARY TYPE |  | 6818.75 | 0 | 6818.75 | 5455 | 100A ROT 3P(2 WAY WITH OFF) | 100A 3P(2 WAY WITH OFF) SEL. SWITCH | 0
KCSD113D | KAYCEE | SELECTOR SWITCH (DC) | 100A | 3 POLE(3 WAY WITH OFF) | ROTARY TYPE |  | 6981.25 | 0 | 6981.25 | 5585 | 100A ROT 3P(3 WAY WITH OFF) | 100A 3P(3 WAY WITH OFF) SEL. SWITCH | 0
KCSD113E | KAYCEE | SELECTOR SWITCH (DC) | 100A | 3 POLE(4 WAY NO OFF) | ROTARY TYPE |  | 7231.25 | 0 | 7231.25 | 5785 | 100A ROT 3P(4 WAY NO OFF) | 100A 3P(4 WAY NO OFF) SEL. SWITCH | 0
KCSD114A | KAYCEE | SELECTOR SWITCH (DC) | 100A | 4 POLE(ON/OFF) | ROTARY TYPE |  | 4662.5 | 0 | 4662.5 | 3730 | 100A ROT 4P(ON/OFF) | 100A 4P(ON/OFF) SEL. SWITCH | 0
KCSD114B | KAYCEE | SELECTOR SWITCH (DC) | 100A | 4 POLE(2 WAY NO OFF) | ROTARY TYPE |  | 8662.5 | 0 | 8662.5 | 6930 | 100A ROT 4P(2 WAY NO OFF) | 100A 4P(2 WAY NO OFF) SEL. SWITCH | 0
KCSD114C | KAYCEE | SELECTOR SWITCH (DC) | 100A | 4 POLE(2 WAY WITH OFF) | ROTARY TYPE |  | 8662.5 | 0 | 8662.5 | 6930 | 100A ROT 4P(2 WAY WITH OFF) | 100A 4P(2 WAY WITH OFF) SEL.SWITCH | 0
KCSD114D | KAYCEE | SELECTOR SWITCH (DC) | 100A | 4 POLE(3 WAY WITH OFF) | ROTARY TYPE |  | 8887.5 | 0 | 8887.5 | 7110 | 100A ROT 4P(3 WAY WITH OFF) | 100A 4P(3 WAY WITH OFF) SEL. SWITCH | 0
KCSD114E | KAYCEE | SELECTOR SWITCH (DC) | 100A | 4 POLE(4 WAY NO OFF) | ROTARY TYPE |  | 9131.25 | 0 | 9131.25 | 7305 | 100A ROT 4P(4 WAY NO OFF) | 100A 4P(4 WAY NO OFF) SEL. SWITCH | 0
KCSD161A | KAYCEE | SELECTOR SWITCH (DC) | 16A | 1 POLE(ON/OFF) | ROTARY TYPE |  | 281.25 | 0 | 281.25 | 225 | 16A 1P(ON/OFF) | 16A 1P(ON/OFF) SEL. SWITCH | 0
KCSD161B | KAYCEE | SELECTOR SWITCH (DC) | 16A | 1 POLE(2 WAY NO OFF) | ROTARY TYPE |  | 315 | 0 | 315 | 252 | 16A 1P(2 WAY NO OFF) | 16A 1P(2 WAY NO OFF) SEL. SWITCH | 0
KCSD161C | KAYCEE | SELECTOR SWITCH (DC) | 16A | 1 POLE(2 WAY WITH OFF) | ROTARY TYPE |  | 312.5 | 0 | 312.5 | 250 | 16A 1P(2 WAY WITH OFF) | 16A 1P(2 WAY WITH OFF) SEL. SWITCH | 0
KCSD161D | KAYCEE | SELECTOR SWITCH (DC) | 16A | 1 POLE(3 WAY WITH OFF) | ROTARY TYPE |  | 343.75 | 0 | 343.75 | 275 | 16A 1P(3 WAY WITH OFF) | 16A 1P(3 WAY WITH OFF) SEL. SWITCH | 0
KCSD161E | KAYCEE | SELECTOR SWITCH (DC) | 16A | 1 POLE(4 WAY NO OFF) | ROTARY TYPE |  | 353.75 | 0 | 353.75 | 283 | 16A 1P(4 WAY NO OFF) | 16A 1P(4 WAY NO OFF) SEL. SWITCH | 0
KCSD162A | KAYCEE | SELECTOR SWITCH (DC) | 16A | 2 POLE(ON/OFF) | ROTARY TYPE |  | 312.5 | 0 | 312.5 | 250 | 16A 2P(ON/OFF) | 16A 2P(ON/OFF) SEL. SWITCH | 0
KCSD162B | KAYCEE | SELECTOR SWITCH (DC) | 16A | 2 POLE(2 WAY NO OFF) | ROTARY TYPE |  | 378.75 | 0 | 378.75 | 303 | 16A 2P(2 WAY NO OFF) | 16A 2P(2 WAY NO OFF) SEL. SWITCH | 0
KCSD162C | KAYCEE | SELECTOR SWITCH (DC) | 16A | 2 POLE(2 WAY WITH OFF) | ROTARY TYPE |  | 378.75 | 0 | 378.75 | 303 | 16A 2P(2 WAY WITH OFF) | 16A 2P(2 WAY WITH OFF) SEL. SWITCH | 0
KCSD162D | KAYCEE | SELECTOR SWITCH (DC) | 16A | 2 POLE(3 WAY WITH OFF) | ROTARY TYPE |  | 725 | 0 | 725 | 580 | 16A 2P(3 WAY WITH OFF) | 16A 2P(3 WAY WITH OFF) SEL. SWITCH | 0
KCSD162E | KAYCEE | SELECTOR SWITCH (DC) | 16A | 2 POLE(4 WAY NO OFF) | ROTARY TYPE |  | 475 | 0 | 475 | 380 | 16A 2P(4 WAY NO OFF) | 16A 2P(4 WAY NO OFF) SEL. SWITCH | 0
KCSD163A | KAYCEE | SELECTOR SWITCH (DC) | 16A | 3 POLE(ON/OFF) | ROTARY TYPE |  | 375 | 0 | 375 | 300 | 16A 3P(ON/OFF) | 16A 3P(ON/OFF) SEL. SWITCH | 0
KCSD163B | KAYCEE | SELECTOR SWITCH (DC) | 16A | 3 POLE(2 WAY NO OFF) | ROTARY TYPE |  | 540 | 0 | 540 | 432 | 16A 3P(2 WAY NO OFF) | 16A 3P(2 WAY NO OFF) SEL. SWITCH | 0
KCSD163C | KAYCEE | SELECTOR SWITCH (DC) | 16A | 3 POLE(2 WAY WITH OFF) | ROTARY TYPE |  | 562.5 | 0 | 562.5 | 450 | 16A 3P(2 WAY WITH OFF) | 16A 3P(2 WAY WITH OFF) SEL. SWITCH | 0
KCSD163D | KAYCEE | SELECTOR SWITCH (DC) | 16A | 3 POLE(3 WAY WITH OFF) | ROTARY TYPE |  | 725 | 0 | 725 | 580 | 16A 3P(3 WAY WITH OFF) | 16A 3P(3 WAY WITH OFF) SEL. SWITCH | 0
KCSD163E | KAYCEE | SELECTOR SWITCH (DC) | 16A | 3 POLE(4 WAY NO OFF) | ROTARY TYPE |  | 787.5 | 0 | 787.5 | 630 | 16A 3P(4 WAY NO OFF) | 16A 3P(4 WAY NO OFF) SEL. SWITCH | 0
KCSD164A | KAYCEE | SELECTOR SWITCH (DC) | 16A | 4 POLE(ON/OFF) | ROTARY TYPE |  | 453.75 | 0 | 453.75 | 363 | 16A 4P(ON/OFF) | 16A 4P(ON/OFF) SEL. SWITCH | 0
KCSD164B | KAYCEE | SELECTOR SWITCH (DC) | 16A | 4 POLE(2 WAY NO OFF) | ROTARY TYPE |  | 675 | 0 | 675 | 540 | 16A 4P(2 WAY NO OFF) | 16A 4P(2 WAY NO OFF) SEL. SWITCH | 0
KCSD164C | KAYCEE | SELECTOR SWITCH (DC) | 16A | 4 POLE(2 WAY WITH OFF) | ROTARY TYPE |  | 650 | 0 | 650 | 520 | 16A 4P(2 WAY WITH OFF) | 16A 4P(2 WAY WITH OFF) SEL. SWITCH | 0
KCSD164D | KAYCEE | SELECTOR SWITCH (DC) | 16A | 4 POLE(3 WAY WITH OFF) | ROTARY TYPE |  | 808.75 | 0 | 808.75 | 647 | 16A 4P(3 WAY WITH OFF) | 16A 4P(3 WAY WITH OFF) SEL. SWITCH | 0
KCSD164E | KAYCEE | SELECTOR SWITCH (DC) | 16A | 4 POLE(4 WAY NO OFF) | ROTARY TYPE |  | 902.5 | 0 | 902.5 | 722 | 16A 4 POLE(4 WAY NO OFF) | 16A 4 POLE(4 WAY NO OFF) SEL.SWITCH | 0
KCSD211A | KAYCEE | SELECTOR SWITCH (DC) | 200A | 1 POLE(ON/OFF) | ROTARY TYPE |  | 3706.25 | 0 | 3706.25 | 2965 | 200A ROT 1P(ON/OFF) | 200A 1P(ON/OFF) SEL. SWITCH | 0
KCSD211B | KAYCEE | SELECTOR SWITCH (DC) | 200A | 1 POLE(2 WAY NO OFF) | ROTARY TYPE |  | 5281.25 | 0 | 5281.25 | 4225 | 200A ROT 1P(2 WAY NO OFF) | 200A 1P(2 WAY NO OFF) SEL. SWITCH | 0
KCSD211C | KAYCEE | SELECTOR SWITCH (DC) | 200A | 1 POLE(2 WAY WITH OFF) | ROTARY TYPE |  | 5600 | 0 | 5600 | 4480 | 200A ROT 1P(2 WAY WITH OFF) | 200A 1P(2 WAY WITH OFF) SEL.SWITCH | 0
KCSD211D | KAYCEE | SELECTOR SWITCH (DC) | 200A | 1 POLE(3 WAY WITH OFF) | ROTARY TYPE |  | 5618.75 | 0 | 5618.75 | 4495 | 200A ROT 1P(3 WAY WITH OFF) | 200A 1P(3 WAY WITH OFF) SEL. SWITCH | 0
KCSD211E | KAYCEE | SELECTOR SWITCH (DC) | 200A | 1 POLE(4 WAY NO OFF) | ROTARY TYPE |  | 5956.25 | 0 | 5956.25 | 4765 | 200A ROT 1P(4 WAY NO OFF) | 200A 1P(4 WAY NO OFF) SEL. SWITCH | 0
KCSD212A | KAYCEE | SELECTOR SWITCH (DC) | 200A | 2 POLE(ON/OFF) | ROTARY TYPE |  | 4925 | 0 | 4925 | 3940 | 200A ROT 2P(ON/OFF) | 200A 2P(ON/OFF) SEL. SWITCH | 0
KCSD212B | KAYCEE | SELECTOR SWITCH (DC) | 200A | 2 POLE(2 WAY NO OFF) | ROTARY TYPE |  | 8350 | 0 | 8350 | 6680 | 200A ROT 2P(2 WAY NO OFF) | 200A 2P(2 WAY NO OFF) SEL. SWITCH | 0
KCSD212C | KAYCEE | SELECTOR SWITCH (DC) | 200A | 2 POLE(2 WAY WITH OFF) | ROTARY TYPE |  | 8487.5 | 0 | 8487.5 | 6790 | 200A ROT 2P(2 WAY WITH OFF) | 200A 2P(2 WAY WITH OFF) SEL.SWITCH | 0
KCSD212D | KAYCEE | SELECTOR SWITCH (DC) | 200A | 2 POLE(3 WAY WITH OFF) | ROTARY TYPE |  | 8787.5 | 0 | 8787.5 | 7030 | 200A ROT 2P(3 WAY WITH OFF) | 200A 2P(3 WAY WITH OFF) SEL. SWITCH | 0
KCSD212E | KAYCEE | SELECTOR SWITCH (DC) | 200A | 2 POLE(4 WAY NO OFF) | ROTARY TYPE |  | 9268.75 | 0 | 9268.75 | 7415 | 200A ROT 2P(4 WAY NO OFF) | 200A 2P(4 WAY NO OFF) SEL. SWITCH | 0
KCSD213A | KAYCEE | SELECTOR SWITCH (DC) | 200A | 3 POLE(ON/OFF) | ROTARY TYPE |  | 6212.5 | 0 | 6212.5 | 4970 | 200A ROT 3P(ON/OFF) | 200A 3P(ON/OFF) SEL. SWITCH | 0
KCSD213B | KAYCEE | SELECTOR SWITCH (DC) | 200A | 3 POLE(2 WAY NO OFF) | ROTARY TYPE |  | 11212.5 | 0 | 11212.5 | 8970 | 200A ROT 3P(2 WAY NO OFF) | 200A 3P(2 WAY NO OFF) SEL. SWITCH | 0
KCSD213C | KAYCEE | SELECTOR SWITCH (DC) | 200A | 3 POLE(2 WAY WITH OFF) | ROTARY TYPE |  | 11337.5 | 0 | 11337.5 | 9070 | 200A ROT 3P(2 WAY WITH OFF) | 200A 3P(2 WAY WITH OFF) SEL.SWITCH | 0
KCSD213D | KAYCEE | SELECTOR SWITCH (DC) | 200A | 3 POLE(3 WAY WITH OFF) | ROTARY TYPE |  | 11768.75 | 0 | 11768.75 | 9415 | 200A ROT 3P(3 WAY WITH OFF) | 200A 3P(3 WAY WITH OFF) SEL.SWITCH | 0
KCSD213E | KAYCEE | SELECTOR SWITCH (DC) | 200A | 3 POLE(4 WAY NO OFF) | ROTARY TYPE |  | 12950 | 0 | 12950 | 10360 | 200A ROT 3P(4 WAY NO OFF) | 200A 3P(4 WAY NO OFF) SEL. SWITCH | 0
KCSD214A | KAYCEE | SELECTOR SWITCH (DC) | 200A | 4 POLE(ON/OFF) | ROTARY TYPE |  | 7475 | 0 | 7475 | 5980 | 200A ROT 4P(ON/OFF) | 200A 4P(ON/OFF) SEL. SWITCH | 0
KCSD214B | KAYCEE | SELECTOR SWITCH (DC) | 200A | 4 POLE(2 WAY NO OFF) | ROTARY TYPE |  | 13387.5 | 0 | 13387.5 | 10710 | 200A ROT 4P(2 WAY NO OFF) | 200A 4P(2 WAY NO OFF) SEL. SWITCH | 0
KCSD214C | KAYCEE | SELECTOR SWITCH (DC) | 200A | 4 POLE(2 WAY WITH OFF) | ROTARY TYPE |  | 14112.5 | 0 | 14112.5 | 11290 | 200A ROT 4P(2 WAY WITH OFF) | 200A 4P(2 WAY WITH OFF) SEL.SWITCH | 0
KCSD214D | KAYCEE | SELECTOR SWITCH (DC) | 200A | 4 POLE(3 WAY WITH OFF) | ROTARY TYPE |  | 14862.5 | 0 | 14862.5 | 11890 | 200A ROT 4P(3 WAY WITH OFF) | 200A 4P(3 WAY WITH OFF) SEL.SWITCH | 0
KCSD214E | KAYCEE | SELECTOR SWITCH (DC) | 200A | 4 POLE(4 WAY NO OFF) | ROTARY TYPE |  | 16518.75 | 0 | 16518.75 | 13215 | 200A ROT 4P(4 WAY NO OFF) | 200A 4P(4 WAY NO OFF) SEL. SWITCH | 0
KCSD2511 | KAYCEE | SELECTOR SWITCH (DC) | 25A | 1 POLE(ON/OFF) | ROTARY CAM TYPE |  | 243.75 | 0 | 243.75 | 195 | 25A 1P(ON/OFF) | 25A 1P(ON/OFF) SEL. SWITCH | 0
KCSD2512 | KAYCEE | SELECTOR SWITCH (DC) | 25A | 1 POLE(2 WAY NO OFF) | ROTARY CAM TYPE |  | 302.5 | 0 | 302.5 | 242 | 25A 1P(2 WAY NO OFF) | 25A 1P(2 WAY NO OFF) SEL. SWITCH | 0
KCSD2513 | KAYCEE | SELECTOR SWITCH (DC) | 25A | 1 POLE(2 WAY WITH OFF) | ROTARY CAM TYPE |  | 302.5 | 0 | 302.5 | 242 | 25A 1P(2 WAY WITH OFF) | 25A 1P(2 WAY WITH OFF) SEL. SWITCH | 0
KCSD2514 | KAYCEE | SELECTOR SWITCH (DC) | 25A | 1 POLE(3 WAY NO OFF) | ROTARY CAM TYPE |  | 365 | 0 | 365 | 292 | 25A 1P(3 WAY NO OFF) | 25A 1P(3 WAY NO OFF) SEL. SWITCH | 0
KCSD2515 | KAYCEE | SELECTOR SWITCH (DC) | 25A | 1 POLE(3 WAY WITH OFF) | ROTARY CAM TYPE |  | 381.25 | 0 | 381.25 | 305 | 25A 1P(3 WAY WITH OFF) | 25A 1P(3 WAY WITH OFF) SEL. SWITCH | 0
KCSD2516 | KAYCEE | SELECTOR SWITCH (DC) | 25A | 1 POLE(4 WAY NO OFF) | ROTARY CAM TYPE |  | 421.25 | 0 | 421.25 | 337 | 25A 1 POLE(4 WAY NO OFF) | 25A 1 POLE(4 WAY NO OFF) SEL.SWITCH | 0
KCSD251A | KAYCEE | SELECTOR SWITCH (DC) | 25A | 1 POLE(ON/OFF) | ROTARY TYPE |  | 341.25 | 0 | 341.25 | 273 | 25A 1P(ON/OFF) | 25A 1P(ON/OFF) SEL. SWITCH | 0
KCSD251B | KAYCEE | SELECTOR SWITCH (DC) | 25A | 1 POLE(2 WAY NO OFF) | ROTARY TYPE |  | 362.5 | 0 | 362.5 | 290 | 25A 1P(2 WAY NO OFF) | 25A 1P(2 WAY NO OFF) SEL. SWITCH | 0
KCSD251C | KAYCEE | SELECTOR SWITCH (DC) | 25A | 1 POLE(2 WAY WITH OFF) | ROTARY TYPE |  | 378.75 | 0 | 378.75 | 303 | 25A 1P(2 WAY WITH OFF) | 25A 1P(2 WAY WITH OFF) SEL. SWITCH | 0
KCSD251D | KAYCEE | SELECTOR SWITCH (DC) | 25A | 1 POLE(3 WAY WITH OFF) | ROTARY TYPE |  | 416.25 | 0 | 416.25 | 333 | 25A 1P(3 WAY WITH OFF) | 25A 1P(3 WAY WITH OFF) SEL. SWITCH | 0
KCSD251E | KAYCEE | SELECTOR SWITCH (DC) | 25A | 1 POLE(4 WAY NO OFF) | ROTARY TYPE |  | 437.5 | 0 | 437.5 | 350 | 25A 1P(4 WAY NO OFF) | 25A 1P(4 WAY NO OFF) SEL. SWITCH | 0
KCSD2521 | KAYCEE | SELECTOR SWITCH (DC) | 25A | 2 POLE(ON/OFF) | ROTARY CAM TYPE |  | 280 | 0 | 280 | 224 | 25A 2P(ON/OFF) | 25A 2P(ON/OFF) SEL. SWITCH | 0
KCSD2522 | KAYCEE | SELECTOR SWITCH (DC) | 25A | 2 POLE(2 WAY NO OFF) | ROTARY CAM TYPE |  | 447.5 | 0 | 447.5 | 358 | 25A 2P(2 WAY NO OFF) | 25A 2P(2 WAY NO OFF) SEL. SWITCH | 0
KCSD2523 | KAYCEE | SELECTOR SWITCH (DC) | 25A | 2 POLE(2 WAY WITH OFF) | ROTARY CAM TYPE |  | 447.5 | 0 | 447.5 | 358 | 25A 2P(2 WAY WITH OFF) | 25A 2P(2 WAY WITH OFF) SEL. SWITCH | 0
KCSD2524 | KAYCEE | SELECTOR SWITCH (DC) | 25A | 2 POLE(3 WAY NO OFF) | ROTARY CAM TYPE |  | 562.5 | 0 | 562.5 | 450 | 25A 2P(3 WAY NO OFF) | 25A 2P(3 WAY NO OFF) SEL. SWITCH | 0
KCSD2525 | KAYCEE | SELECTOR SWITCH (DC) | 25A | 2 POLE(3 WAY WITH OFF) | ROTARY CAM TYPE |  | 581.25 | 0 | 581.25 | 465 | 25A 2P(3 WAY WITH OFF) | 25A 2P(3 WAY WITH OFF) SEL. SWITCH | 0
KCSD2526 | KAYCEE | SELECTOR SWITCH (DC) | 25A | 2 POLE(4 WAY NO OFF) | ROTARY CAM TYPE |  | 718.75 | 0 | 718.75 | 575 | 25A 2P(4 WAY NO OFF) | 25A 2P(4 WAY NO OFF) SEL. SWITCH | 0
KCSD252A | KAYCEE | SELECTOR SWITCH (DC) | 25A | 2 POLE(ON/OFF) | ROTARY TYPE |  | 415 | 0 | 415 | 332 | 25A 2P(ON/OFF) | 25A 2P(ON/OFF) SEL. SWITCH | 0
KCSD252B | KAYCEE | SELECTOR SWITCH (DC) | 25A | 2 POLE(2 WAY NO OFF) | ROTARY TYPE |  | 472.5 | 0 | 472.5 | 378 | 25A 2P(2 WAY NO OFF) | 25A 2P(2 WAY NO OFF) SEL. SWITCH | 0
KCSD252C | KAYCEE | SELECTOR SWITCH (DC) | 25A | 2 POLE(2 WAY WITH OFF) | ROTARY TYPE |  | 587.5 | 0 | 587.5 | 470 | 25A 2P(2 WAY WITH OFF) | 25A 2P(2 WAY WITH OFF) SEL. SWITCH | 0
KCSD252D | KAYCEE | SELECTOR SWITCH (DC) | 25A | 2 POLE(3 WAY WITH OFF) | ROTARY TYPE |  | 587.5 | 0 | 587.5 | 470 | 25A 2P(3 WAY WITH OFF) | 25A 2P(3 WAY WITH OFF) SEL. SWITCH | 0
KCSD252E | KAYCEE | SELECTOR SWITCH (DC) | 25A | 2 POLE(4 WAY NO OFF) | ROTARY TYPE |  | 650 | 0 | 650 | 520 | 25A 2P(4 WAY NO OFF) | 25A 2P(4 WAY NO OFF) SEL. SWITCH | 0
KCSD2531 | KAYCEE | SELECTOR SWITCH (DC) | 25A | 3 POLE(ON/OFF) | ROTARY CAM TYPE |  | 360 | 0 | 360 | 288 | 25A 3P(ON/OFF) | 25A 3P(ON/OFF) SEL. SWITCH | 0
KCSD2532 | KAYCEE | SELECTOR SWITCH (DC) | 25A | 3 POLE(2 WAY NO OFF) | ROTARY CAM TYPE |  | 701.25 | 0 | 701.25 | 561 | 25A 3P(2 WAY NO OFF) | 25A 3P(2 WAY NO OFF) SEL. SWITCH | 0
KCSD2533 | KAYCEE | SELECTOR SWITCH (DC) | 25A | 3 POLE(2 WAY WITH OFF) | ROTARY CAM TYPE |  | 701.25 | 0 | 701.25 | 561 | 25A 3P(2 WAY WITH OFF) | 25A 3P(2 WAY WITH OFF) SEL. SWITCH | 0
KCSD2534 | KAYCEE | SELECTOR SWITCH (DC) | 25A | 3 POLE(3 WAY NO OFF) | ROTARY CAM TYPE |  | 762.5 | 0 | 762.5 | 610 | 25A 3P(3 WAY NO OFF) | 25A 3P(3 WAY NO OFF) SEL. SWITCH | 0
KCSD2535 | KAYCEE | SELECTOR SWITCH (DC) | 25A | 3 POLE(3 WAY WITH OFF) | ROTARY CAM TYPE |  | 762.5 | 0 | 762.5 | 610 | 25A 3P(3 WAY WITH OFF) | 25A 3P(3 WAY WITH OFF) SEL. SWITCH | 0
KCSD2536 | KAYCEE | SELECTOR SWITCH (DC) | 25A | 3 POLE(4 WAY NO OFF) | ROTARY CAM TYPE |  | 991.25 | 0 | 991.25 | 793 | 25A 3P(4 WAY NO OFF) | 25A 3P(4 WAY NO OFF) SEL. SWITCH | 0
KCSD253A | KAYCEE | SELECTOR SWITCH (DC) | 25A | 3 POLE(ON/OFF) | ROTARY TYPE |  | 550 | 0 | 550 | 440 | 25A 3P(ON/OFF) | 25A 3P(ON/OFF) SEL. SWITCH | 0
KCSD253B | KAYCEE | SELECTOR SWITCH (DC) | 25A | 3 POLE(2 WAY NO OFF) | ROTARY TYPE |  | 637.5 | 0 | 637.5 | 510 | 25A 3P(2 WAY NO OFF) | 25A 3P(2 WAY NO OFF) SEL. SWITCH | 0
KCSD253C | KAYCEE | SELECTOR SWITCH (DC) | 25A | 3 POLE(2 WAY WITH OFF) | ROTARY TYPE |  | 822.5 | 0 | 822.5 | 658 | 25A 3P(2 WAY WITH OFF) | 25A 3P(2 WAY WITH OFF) SEL. SWITCH | 0
KCSD253D | KAYCEE | SELECTOR SWITCH (DC) | 25A | 3 POLE(3 WAY WITH OFF) | ROTARY TYPE |  | 933.75 | 0 | 933.75 | 747 | 25A 3P(3 WAY WITH OFF) | 25A 3P(3 WAY WITH OFF) SEL. SWITCH | 0
KCSD253E | KAYCEE | SELECTOR SWITCH (DC) | 25A | 3 POLE(4 WAY NO OFF) | ROTARY TYPE |  | 1041.25 | 0 | 1041.25 | 833 | 25A 3P(4 WAY NO OFF) | 25A 3P(4 WAY NO OFF) SEL. SWITCH | 0
KCSD2541 | KAYCEE | SELECTOR SWITCH (DC) | 25A | 4 POLE(ON/OFF) | ROTARY CAM TYPE |  | 447.5 | 0 | 447.5 | 358 | 25A 4P(ON/OFF) | 25A 4P(ON/OFF) SEL. SWITCH | 0
KCSD2542 | KAYCEE | SELECTOR SWITCH (DC) | 25A | 4 POLE(2 WAY NO OFF) | ROTARY CAM TYPE |  | 855 | 0 | 855 | 684 | 25A 4P(2 WAY NO OFF) | 25A 4P(2 WAY NO OFF) SEL. SWITCH | 0
KCSD2543 | KAYCEE | SELECTOR SWITCH (DC) | 25A | 4 POLE(2 WAY WITH OFF) | ROTARY CAM TYPE |  | 855 | 0 | 855 | 684 | 25A 4P(2 WAY WITH OFF) | 25A 4P(2 WAY WITH OFF) SEL. SWITCH | 0
KCSD2544 | KAYCEE | SELECTOR SWITCH (DC) | 25A | 4 POLE(3 WAY NO OFF) | ROTARY CAM TYPE |  | 991.25 | 0 | 991.25 | 793 | 25A 4P(3 WAY NO OFF) | 25A 4P(3 WAY NO OFF) SEL. SWITCH | 0
KCSD2545 | KAYCEE | SELECTOR SWITCH (DC) | 25A | 4 POLE(3 WAY WITH OFF) | ROTARY CAM TYPE |  | 991.25 | 0 | 991.25 | 793 | 25A 4P(3 WAY WITH OFF) | 25A 4P(3 WAY WITH OFF) SEL. SWITCH | 0
KCSD2546 | KAYCEE | SELECTOR SWITCH (DC) | 25A | 4 POLE(4 WAY NO OFF) | ROTARY CAM TYPE |  | 1262.5 | 0 | 1262.5 | 1010 | 25A 4P(4 WAY NO OFF) | 25A 4P(4 WAY NO OFF) SEL. SWITCH | 0
KCSD254A | KAYCEE | SELECTOR SWITCH (DC) | 25A | 4 POLE(ON/OFF) | ROTARY TYPE |  | 637.5 | 0 | 637.5 | 510 | 25A 4P(ON/OFF) | 25A 4P(ON/OFF) SEL. SWITCH | 0
KCSD254B | KAYCEE | SELECTOR SWITCH (DC) | 25A | 4 POLE(2 WAY NO OFF) | ROTARY TYPE |  | 725 | 0 | 725 | 580 | 25A 4P(2 WAY NO OFF) | 25A 4P(2 WAY NO OFF) SEL. SWITCH | 0
KCSD311A | KAYCEE | SELECTOR SWITCH (DC) | 300A | 1 POLE(ON/OFF) | ROTARY TYPE |  | 4300 | 0 | 4300 | 3440 | 300A ROT 1P(ON/OFF) | 300A 1P(ON/OFF) SEL. SWITCH | 0
KCSD311B | KAYCEE | SELECTOR SWITCH (DC) | 300A | 1 POLE(2 WAY NO OFF) | ROTARY TYPE |  | 5481.25 | 0 | 5481.25 | 4385 | 300A ROT 1P(2 WAY NO OFF) | 300A 1P(2 WAY NO OFF) SEL. SWITCH | 0
KCSD311C | KAYCEE | SELECTOR SWITCH (DC) | 300A | 1 POLE(2 WAY WITH OFF) | ROTARY TYPE |  | 5743.75 | 0 | 5743.75 | 4595 | 300A ROT 1P(2 WAY WITH OFF) | 300A 1P(2 WAY WITH OFF) SEL.SWITCH | 0
KCSD311D | KAYCEE | SELECTOR SWITCH (DC) | 300A | 1 POLE(3 WAY WITH OFF) | ROTARY TYPE |  | 6075 | 0 | 6075 | 4860 | 300A ROT 1P(3 WAY WITH OFF) | 300A 1P(3 WAY WITH OFF) SEL.SWITCH | 0
KCSD311E | KAYCEE | SELECTOR SWITCH (DC) | 300A | 1 POLE(4 WAY NO OFF) | ROTARY TYPE |  | 6606.25 | 0 | 6606.25 | 5285 | 300A ROT 1P(4 WAY NO OFF) | 300A 1P(4 WAY NO OFF) SEL.SWITCH | 0
KCSD312A | KAYCEE | SELECTOR SWITCH (DC) | 300A | 2 POLE(ON/OFF) | ROTARY TYPE |  | 5618.75 | 0 | 5618.75 | 4495 | 300A ROT 2P(ON/OFF) | 300A 2P(ON/OFF) SEL. SWITCH | 0
KCSD312B | KAYCEE | SELECTOR SWITCH (DC) | 300A | 2 POLE(2 WAY NO OFF) | ROTARY TYPE |  | 9075 | 0 | 9075 | 7260 | 300A ROT 2P(2 WAY NO OFF) | 300A 2P(2 WAY NO OFF) SEL. SWITCH | 0
KCSD312C | KAYCEE | SELECTOR SWITCH (DC) | 300A | 2 POLE(2 WAY WITH OFF) | ROTARY TYPE |  | 9393.75 | 0 | 9393.75 | 7515 | 300A ROT 2P(2 WAY WITH OFF) | 300A 2P(2 WAY WITH OFF) SEL.SWITCH | 0
KCSD312D | KAYCEE | SELECTOR SWITCH (DC) | 300A | 2 POLE(3 WAY WITH OFF) | ROTARY TYPE |  | 9700 | 0 | 9700 | 7760 | 300A ROT 2P(3 WAY WITH OFF) | 300A 2P(3 WAY WITH OFF) SEL.SWITCH | 0
KCSD312E | KAYCEE | SELECTOR SWITCH (DC) | 300A | 2 POLE(4 WAY NO OFF) | ROTARY TYPE |  | 10275 | 0 | 10275 | 8220 | 300A ROT 2P(4 WAY NO OFF) | 300A 2P(4 WAY NO OFF) SEL. SWITCH | 0
KCSD313A | KAYCEE | SELECTOR SWITCH (DC) | 300A | 3 POLE(ON/OFF) | ROTARY TYPE |  | 7600 | 0 | 7600 | 6080 | 300A ROT 3P(ON/OFF) | 300A 3P(ON/OFF) SEL. SWITCH | 0
KCSD313B | KAYCEE | SELECTOR SWITCH (DC) | 300A | 3 POLE(2 WAY NO OFF) | ROTARY TYPE |  | 12693.75 | 0 | 12693.75 | 10155 | 300A ROT 3P(2 WAY NO OFF) | 300A 3P(2 WAY NO OFF) SEL. SWITCH | 0
KCSD313C | KAYCEE | SELECTOR SWITCH (DC) | 300A | 3 POLE(2 WAY WITH OFF) | ROTARY TYPE |  | 13300 | 0 | 13300 | 10640 | 300A ROT 3P(2 WAY WITH OFF) | 300A 3P(2 WAY WITH OFF) SEL.SWITCH | 0
KCSD313D | KAYCEE | SELECTOR SWITCH (DC) | 300A | 3 POLE(3 WAY WITH OFF) | ROTARY TYPE |  | 13881.25 | 0 | 13881.25 | 11105 | 300A ROT 3P(3 WAY WITH OFF) | 300A 3P(3 WAY WITH OFF) SEL.SWITCH | 0
KCSD313E | KAYCEE | SELECTOR SWITCH (DC) | 300A | 3 POLE(4 WAY NO OFF) | ROTARY TYPE |  | 14481.25 | 0 | 14481.25 | 11585 | 300A ROT 3P(4 WAY NO OFF) | 300A 3P(4 WAY NO OFF) SEL. SWITCH | 0
KCSD314A | KAYCEE | SELECTOR SWITCH (DC) | 300A | 4 POLE(ON/OFF) | ROTARY TYPE |  | 9237.5 | 0 | 9237.5 | 7390 | 300A ROT 4P(ON/OFF) | 300A 4P(ON/OFF) SEL. SWITCH | 0
KCSD314B | KAYCEE | SELECTOR SWITCH (DC) | 300A | 4 POLE(2 WAY NO OFF) | ROTARY TYPE |  | 16293.75 | 0 | 16293.75 | 13035 | 300A ROT 4P(2 WAY NO OFF) | 300A 4P(2 WAY NO OFF) SEL. SWITCH | 0
KCSD314C | KAYCEE | SELECTOR SWITCH (DC) | 300A | 4 POLE(2 WAY WITH OFF) | ROTARY TYPE |  | 17056.25 | 0 | 17056.25 | 13645 | 300A ROT 4P(2 WAY WITH OFF) | 300A 4P(2 WAY WITH OFF) SEL.SWITCH | 0
KCSD314D | KAYCEE | SELECTOR SWITCH (DC) | 300A | 4 POLE(3 WAY WITH OFF) | ROTARY TYPE |  | 17806.25 | 0 | 17806.25 | 14245 | 300A ROT 4P(3 WAY WITH OFF) | 300A 4P(3 WAY WITH OFF) SEL.SWITCH | 0
KCSD314E | KAYCEE | SELECTOR SWITCH (DC) | 300A | 4 POLE(4 WAY NO OFF) | ROTARY TYPE |  | 18400 | 0 | 18400 | 14720 | 300A ROT 4P(4 WAY NO OFF) | 300A 4P(4 WAY NO OFF) SEL. SWIT | 0
KCSD401A | KAYCEE | SELECTOR SWITCH (DC) | 40A | 1 POLE(ON/OFF) | ROTARY TYPE |  | 531.25 | 0 | 531.25 | 425 | 40A 1P(ON/OFF) | 40A 1P(ON/OFF) SEL. SWITCH | 0
KCSD401B | KAYCEE | SELECTOR SWITCH (DC) | 40A | 1 POLE(2 WAY NO OFF) | ROTARY TYPE |  | 632.5 | 0 | 632.5 | 506 | 40A 1P(2 WAY NO OFF) | 40A 1P(2 WAY NO OFF) SEL. SWITCH | 0
KCSD401C | KAYCEE | SELECTOR SWITCH (DC) | 40A | 1 POLE(2 WAY WITH OFF) | ROTARY TYPE |  | 613.75 | 0 | 613.75 | 491 | 40A 1P(2 WAY WITH OFF) | 40A 1P(2 WAY WITH OFF) SEL. SWITCH | 0
KCSD401D | KAYCEE | SELECTOR SWITCH (DC) | 40A | 1 POLE(3 WAY WITH OFF) | ROTARY TYPE |  | 631.25 | 0 | 631.25 | 505 | 40A 1P(3 WAY WITH OFF) | 40A 1P(3 WAY WITH OFF) SEL. SWITCH | 0
KCSD401E | KAYCEE | SELECTOR SWITCH (DC) | 40A | 1 POLE(4 WAY NO OFF) | ROTARY TYPE |  | 640 | 0 | 640 | 512 | 40A 1P(4 WAY NO OFF) | 40A 1P(4 WAY NO OFF) SEL. SWITCH | 0
KCSD402A | KAYCEE | SELECTOR SWITCH (DC) | 40A | 2 POLE(ON/OFF) | ROTARY TYPE |  | 617.5 | 0 | 617.5 | 494 | 40A 2P(ON/OFF) | 40A 2P(ON/OFF) SEL. SWITCH | 0
KCSD402B | KAYCEE | SELECTOR SWITCH (DC) | 40A | 2 POLE(2 WAY NO OFF) | ROTARY TYPE |  | 818.75 | 0 | 818.75 | 655 | 40A 2P(2 WAY NO OFF) | 40A 2P(2 WAY NO OFF) SEL. SWITCH | 0
KCSD402C | KAYCEE | SELECTOR SWITCH (DC) | 40A | 2 POLE(2 WAY WITH OFF) | ROTARY TYPE |  | 787.5 | 0 | 787.5 | 630 | 40A 2P(2 WAY WITH OFF) | 40A 2P(2 WAY WITH OFF) SEL. SWITCH | 0
KCSD402D | KAYCEE | SELECTOR SWITCH (DC) | 40A | 2 POLE(3 WAY WITH OFF) | ROTARY TYPE |  | 836.25 | 0 | 836.25 | 669 | 40A 2P(3 WAY WITH OFF) | 40A 2P(3 WAY WITH OFF) SEL. SWITCH | 0
KCSD402E | KAYCEE | SELECTOR SWITCH (DC) | 40A | 2 POLE(4 WAY NO OFF) | ROTARY TYPE |  | 857.5 | 0 | 857.5 | 686 | 40A 2P(4 WAY NO OFF) | 40A 2P(4 WAY NO OFF) SEL. SWITCH | 0
KCSD403A | KAYCEE | SELECTOR SWITCH (DC) | 40A | 3 POLE(ON/OFF) | ROTARY TYPE |  | 706.25 | 0 | 706.25 | 565 | 40A 3P(ON/OFF) | 40A 3P(ON/OFF) SEL. SWITCH | 0
KCSD403B | KAYCEE | SELECTOR SWITCH (DC) | 40A | 3 POLE(2 WAY NO OFF) | ROTARY TYPE |  | 965 | 0 | 965 | 772 | 40A 3P(2 WAY NO OFF) | 40A 3P(2 WAY NO OFF) SEL. SWITCH | 0
KCSD403C | KAYCEE | SELECTOR SWITCH (DC) | 40A | 3 POLE(2 WAY WITH OFF) | ROTARY TYPE |  | 958.75 | 0 | 958.75 | 767 | 40A 3P(2 WAY WITH OFF) | 40A 3P(2 WAY WITH OFF) SEL. SWITCH | 0
KCSD403D | KAYCEE | SELECTOR SWITCH (DC) | 40A | 3 POLE(3 WAY WITH OFF) | ROTARY TYPE |  | 988.75 | 0 | 988.75 | 791 | 40A 3P(3 WAY WITH OFF) | 40A 3P(3 WAY WITH OFF) SEL. SWITCH | 0
KCSD403E | KAYCEE | SELECTOR SWITCH (DC) | 40A | 3 POLE(4 WAY NO OFF) | ROTARY TYPE |  | 1278.75 | 0 | 1278.75 | 1023 | 40A 3P(4 WAY NO OFF) | 40A 3P(4 WAY NO OFF) SEL. SWITCH | 0
KCSD404A | KAYCEE | SELECTOR SWITCH (DC) | 40A | 4 POLE(ON/OFF) | ROTARY TYPE |  | 787.5 | 0 | 787.5 | 630 | 40A 4P(ON/OFF) | 40A 4P(ON/OFF) SEL. SWITCH | 0
KCSD404B | KAYCEE | SELECTOR SWITCH (DC) | 40A | 4 POLE(2 WAY NO OFF) | ROTARY TYPE |  | 1132.5 | 0 | 1132.5 | 906 | 40A 4P(2 WAY NO OFF) | 40A 4P(2 WAY NO OFF) SEL. SWITCH | 0
KCSD404C | KAYCEE | SELECTOR SWITCH (DC) | 40A | 4 POLE(2 WAY WITH OFF) | ROTARY TYPE |  | 1125 | 0 | 1125 | 900 | 40A 4P(2 WAY WITH OFF) | 40A 4P(2 WAY WITH OFF) SEL. SWITCH | 0
KCSD404D | KAYCEE | SELECTOR SWITCH (DC) | 40A | 4 POLE(3 WAY WITH OFF) | ROTARY TYPE |  | 1432.5 | 0 | 1432.5 | 1146 | 40A 4P(3 WAY WITH OFF) | 40A 4P(3 WAY WITH OFF) SEL. SWITCH | 0
KCSD404E | KAYCEE | SELECTOR SWITCH (DC) | 40A | 4 POLE(4 WAY NO OFF) | ROTARY TYPE |  | 1495 | 0 | 1495 | 1196 | 40A 4P(4 WAY NO OFF) | 40A 4P(4 WAY NO OFF) SEL. SWITCH | 0
KCSD411A | KAYCEE | SELECTOR SWITCH (DC) | 400A | 1 POLE(ON/OFF) | ROTARY TYPE |  | 5618.75 | 0 | 5618.75 | 4495 | 400A ROT 1P(ON/OFF) | 400A 1P(ON/OFF) SEL. SWITCH | 0
KCSD411B | KAYCEE | SELECTOR SWITCH (DC) | 400A | 1 POLE(2 WAY NO OFF) | ROTARY TYPE |  | 9812.5 | 0 | 9812.5 | 7850 | 400A ROT 1P(2 WAY NO OFF) | 400A 1P(2 WAY NO OFF) SEL. SWITCH | 0
KCSD411C | KAYCEE | SELECTOR SWITCH (DC) | 400A | 1 POLE(2 WAY WITH OFF) | ROTARY TYPE |  | 9762.5 | 0 | 9762.5 | 7810 | 400A ROT 1P(2 WAY WITH OFF) | 400A 1P(2 WAY WITH OFF) SEL.SWITCH | 0
KCSD411D | KAYCEE | SELECTOR SWITCH (DC) | 400A | 1 POLE(3 WAY WITH OFF) | ROTARY TYPE |  | 10750 | 0 | 10750 | 8600 | 400A ROT 1P(3 WAY WITH OFF) | 400A 1P(3 WAY WITH OFF) SEL.SWITCH | 0
KCSD411E | KAYCEE | SELECTOR SWITCH (DC) | 400A | 1 POLE(4 WAY NO OFF) | ROTARY TYPE |  | 11981.25 | 0 | 11981.25 | 9585 | 400A ROT 1P(4 WAY NO OFF) | 400A 1P(4 WAY NO OFF) SEL. SWITCH | 0
KCSD412A | KAYCEE | SELECTOR SWITCH (DC) | 400A | 2 POLE(ON/OFF) | ROTARY TYPE |  | 8787.5 | 0 | 8787.5 | 7030 | 400A ROT 2P(ON/OFF) | 400A 2P(ON/OFF) SEL. SWITCH | 0
KCSD412B | KAYCEE | SELECTOR SWITCH (DC) | 400A | 2 POLE(2 WAY NO OFF) | ROTARY TYPE |  | 15687.5 | 0 | 15687.5 | 12550 | 400A ROT 2P(2 WAY NO OFF) | 400A 2P(2 WAY NO OFF) SEL. SWITCH | 0
KCSD412C | KAYCEE | SELECTOR SWITCH (DC) | 400A | 2 POLE(2 WAY WITH OFF) | ROTARY TYPE |  | 15975 | 0 | 15975 | 12780 | 400A ROT 2P(2 WAY WITH OFF) | 400A 2P(2 WAY WITH OFF) SEL. SWITCH | 0
KCSD412D | KAYCEE | SELECTOR SWITCH (DC) | 400A | 2 POLE(3 WAY WITH OFF) | ROTARY TYPE |  | 17350 | 0 | 17350 | 13880 | 400A ROT 2P(3 WAY WITH OFF) | 400A 2P(3 WAY WITH OFF) SEL. SWITCH | 0
KCSD412E | KAYCEE | SELECTOR SWITCH (DC) | 400A | 2 POLE(4 WAY NO OFF) | ROTARY TYPE |  | 18687.5 | 0 | 18687.5 | 14950 | 400A ROT 2P(4 WAY NO OFF) | 400A 2P(4 WAY NO OFF) SEL. SWITCH | 0
KCSD413A | KAYCEE | SELECTOR SWITCH (DC) | 400A | 3 POLE(ON/OFF) | ROTARY TYPE |  | 12081.25 | 0 | 12081.25 | 9665 | 400A ROT 3P(ON/OFF) | 400A 3P(ON/OFF) SEL. SWITCH | 0
KCSD413B | KAYCEE | SELECTOR SWITCH (DC) | 400A | 3 POLE(2 WAY NO OFF) | ROTARY TYPE |  | 22112.5 | 0 | 22112.5 | 17690 | 400A ROT 3P(2 WAY NO OFF) | 400A 3P(2 WAY NO OFF) SEL. SWITCH | 0
KCSD413C | KAYCEE | SELECTOR SWITCH (DC) | 400A | 3 POLE(2 WAY WITH OFF) | ROTARY TYPE |  | 22425 | 0 | 22425 | 17940 | 400A ROT 3P(2 WAY WITH OFF) | 400A 3P(2 WAY WITH OFF) SEL. SWITCH | 0
KCSD413D | KAYCEE | SELECTOR SWITCH (DC) | 400A | 3 POLE(3 WAY WITH OFF) | ROTARY TYPE |  | 24075 | 0 | 24075 | 19260 | 400A ROT 3P(3 WAY WITH OFF) | 400A 3P(3 WAY WITH OFF) SEL. SWITCH | 0
KCSD413E | KAYCEE | SELECTOR SWITCH (DC) | 400A | 3 POLE(4 WAY NO OFF) | ROTARY TYPE |  | 25868.75 | 0 | 25868.75 | 20695 | 400A ROT 3P(4 WAY NO OFF) | 400A 3P(4 WAY NO OFF) SEL. SWITCH | 0
KCSD414A | KAYCEE | SELECTOR SWITCH (DC) | 400A | 4 POLE(ON/OFF) | ROTARY TYPE |  | 15318.75 | 0 | 15318.75 | 12255 | 400A ROT 4P(ON/OFF) | 400A 4P(ON/OFF) SEL. SWITCH | 0
KCSD414C | KAYCEE | SELECTOR SWITCH (DC) | 400A | 4 POLE(2WAY WITH OFF) | ROTARY TYPE |  | 22112.5 | 0 | 22112.5 | 17690 | 400A ROT 4P(2 WAY WITH OFF) |  | 0
KCSD511A | KAYCEE | SELECTOR SWITCH (DC) | 500A | 1 POLE(ON/OFF) | ROTARY TYPE |  | 6087.5 | 0 | 6087.5 | 4870 | 500A ROT 1P(ON/OFF) | 500A 1P(ON/OFF) SEL. SWITCH | 0
KCSD511B | KAYCEE | SELECTOR SWITCH (DC) | 500A | 1 POLE(2 WAY NO OFF) | ROTARY TYPE |  | 11793.75 | 0 | 11793.75 | 9435 | 500A ROT 1P(2 WAY NO OFF) | 500A 1P(2 WAY NO OFF) SEL. SWITCH | 0
KCSD511C | KAYCEE | SELECTOR SWITCH (DC) | 500A | 1 POLE(2 WAY WITH OFF) | ROTARY TYPE |  | 12100 | 0 | 12100 | 9680 | 500A ROT 1P(2 WAY WITH OFF) | 500A 1P(2 WAY WITH OFF) SEL. SWITCH | 0
KCSD511D | KAYCEE | SELECTOR SWITCH (DC) | 500A | 1 POLE(3 WAY WITH OFF) | ROTARY TYPE |  | 12968.75 | 0 | 12968.75 | 10375 | 500A ROT 1P(3 WAY WITH OFF) | 500A 1P(3 WAY WITH OFF) SEL. SWITCH | 0
KCSD511E | KAYCEE | SELECTOR SWITCH (DC) | 500A | 1 POLE(4 WAY NO OFF) | ROTARY TYPE |  | 14487.5 | 0 | 14487.5 | 11590 | 500A ROT 1P(4 WAY NO OFF) | 500A 1P(4 WAY NO OFF) SEL. SWITCH | 0
KCSD512A | KAYCEE | SELECTOR SWITCH (DC) | 500A | 2 POLE(ON/OFF) | ROTARY TYPE |  | 10293.75 | 0 | 10293.75 | 8235 | 500A ROT 2P(ON/OFF) | 500A 2P(ON/OFF) SEL. SWITCH | 0
KCSD512B | KAYCEE | SELECTOR SWITCH (DC) | 500A | 2 POLE(2 WAY NO OFF) | ROTARY TYPE |  | 17462.5 | 0 | 17462.5 | 13970 | 500A ROT 2P(2 WAY NO OFF) | 500A 2P(2 WAY NO OFF) SEL. SWITCH | 0
KCSD512C | KAYCEE | SELECTOR SWITCH (DC) | 500A | 2 POLE(2 WAY WITH OFF) | ROTARY TYPE |  | 17781.25 | 0 | 17781.25 | 14225 | 500A ROT 2P(2 WAY WITH OFF) | 500A 2P(2 WAY WITH OFF) SEL.SWITCH | 0
KCSD512D | KAYCEE | SELECTOR SWITCH (DC) | 500A | 2 POLE(3 WAY WITH OFF) | ROTARY TYPE |  | 18675 | 0 | 18675 | 14940 | 500A ROT 2P(3 WAY WITH OFF) | 500A 2P(3 WAY WITH OFF) SEL.SWITCH | 0
KCSD512E | KAYCEE | SELECTOR SWITCH (DC) | 500A | 2 POLE(4 WAY NO OFF) | ROTARY TYPE |  | 20475 | 0 | 20475 | 16380 | 500A ROT 2P(4 WAY NO OFF) | 500A 2P(4 WAY NO OFF) SEL. SWITCH | 0
KCSD513A | KAYCEE | SELECTOR SWITCH (DC) | 500A | 3 POLE(ON/OFF) | ROTARY TYPE |  | 14800 | 0 | 14800 | 11840 | 500A ROT 3P(ON/OFF) | 500A 3P(ON/OFF) SEL. SWITCH | 0
KCSD513B | KAYCEE | SELECTOR SWITCH (DC) | 500A | 3 POLE(2 WAY NO OFF) | ROTARY TYPE |  | 23987.5 | 0 | 23987.5 | 19190 | 500A ROT 3P(2 WAY NO OFF) | 500A 3P(2 WAY NO OFF) SEL. SWITCH | 0
KCSD513C | KAYCEE | SELECTOR SWITCH (DC) | 500A | 3 POLE(2 WAY WITH OFF) | ROTARY TYPE |  | 23981.25 | 0 | 23981.25 | 19185 | 500A ROT 3P(2 WAY WITH OFF) | 500A 3P(2 WAY WITH OFF) SEL.SWITCH | 0
KCSD513D | KAYCEE | SELECTOR SWITCH (DC) | 500A | 3 POLE(3 WAY WITH OFF) | ROTARY TYPE |  | 26687.5 | 0 | 26687.5 | 21350 | 500A ROT 3P(3 WAY WITH OFF) | 500A 3P(3 WAY WITH OFF) SEL.SWITCH | 0
KCSD513E | KAYCEE | SELECTOR SWITCH (DC) | 500A | 3 POLE(4 WAY NO OFF) | ROTARY TYPE |  | 29381.25 | 0 | 29381.25 | 23505 | 500A ROT 3P(4 WAY NO OFF) | 500A 3P(4 WAY NO OFF) SEL. SWITCH | 0
KCSD514A | KAYCEE | SELECTOR SWITCH (DC) | 500A | 4 POLE(ON/OFF) | ROTARY TYPE |  | 19143.75 | 0 | 19143.75 | 15315 | 500A ROT 4P(ON/OFF) | 500A 4P(ON/OFF) SEL. SWITCH | 0
KCSD514C | KAYCEE | SELECTOR SWITCH (DC) | 500A | 4 POLE(2 WAY WITH OFF) | ROTARY TYPE |  | 23987.5 | 0 | 23987.5 | 19190 | 500A ROT 4P(2 WAY WITH OFF) | 500A 4P(2 WAY WITH OFF) SEL. SWITCH | 0
KCSD601A | KAYCEE | SELECTOR SWITCH (DC) | 60A | 1 POLE(ON/OFF) | ROTARY TYPE |  | 608.75 | 0 | 608.75 | 487 | 60A 1P(ON/OFF) | 60A 1P(ON/OFF) SEL. SWITCH | 0
KCSD601B | KAYCEE | SELECTOR SWITCH (DC) | 60A | 1 POLE(2 WAY NO OFF) | ROTARY TYPE |  | 653.75 | 0 | 653.75 | 523 | 60A 1P(2 WAY NO OFF) | 60A 1P(2 WAY NO OFF) SEL. SWITCH | 0
KCSD601C | KAYCEE | SELECTOR SWITCH (DC) | 60A | 1 POLE(2 WAY WITH OFF) | ROTARY TYPE |  | 788308.75 | 0 | 788308.75 | 630647 | 60A 1P(2 WAY WITH OFF) | 60A 1P(2 WAY WITH OFF) SEL. SWITCH | 0
KCSD601D | KAYCEE | SELECTOR SWITCH (DC) | 60A | 1 POLE(3 WAY WITH OFF) | ROTARY TYPE |  | 822.5 | 0 | 822.5 | 658 | 60A 1P(3 WAY WITH OFF) | 60A 1P(3 WAY WITH OFF) SEL. SWITCH | 0
KCSD601E | KAYCEE | SELECTOR SWITCH (DC) | 60A | 1 POLE(4 WAY NO OFF) | ROTARY TYPE |  | 787.5 | 0 | 787.5 | 630 | 60A 1P(4 WAY NO OFF) | 60A 1P(4 WAY NO OFF) SEL. SWITCH | 0
KCSD602A | KAYCEE | SELECTOR SWITCH (DC) | 60A | 2 POLE(ON/OFF) | ROTARY TYPE |  | 685 | 0 | 685 | 548 | 60A 2P(ON/OFF) | 60A 2P(ON/OFF) SEL. SWITCH | 0
KCSD602B | KAYCEE | SELECTOR SWITCH (DC) | 60A | 2 POLE(2 WAY NO OFF) | ROTARY TYPE |  | 868.75 | 0 | 868.75 | 695 | 60A 2P(2 WAY NO OFF) | 60A 2P(2 WAY NO OFF) SEL. SWITCH | 0
KCSD602C | KAYCEE | SELECTOR SWITCH (DC) | 60A | 2 POLE(2 WAY WITH OFF) | ROTARY TYPE |  | 1118.75 | 0 | 1118.75 | 895 | 60A 2P(2 WAY WITH OFF) | 60A 2P(2 WAY WITH OFF) SEL. SWITCH | 0
KCSD602D | KAYCEE | SELECTOR SWITCH (DC) | 60A | 2 POLE(3 WAY WITH OFF) | ROTARY TYPE |  | 1165 | 0 | 1165 | 932 | 60A 2P(3 WAY WITH OFF) | 60A 2P(3 WAY WITH OFF) SEL. SWITCH | 0
KCSD602E | KAYCEE | SELECTOR SWITCH (DC) | 60A | 2 POLE(4 WAY NO OFF) | ROTARY TYPE |  | 1203.75 | 0 | 1203.75 | 963 | 60A 2P(4 WAY NO OFF) | 60A 2P(4 WAY NO OFF) SEL. SWITCH | 0
KCSD603A | KAYCEE | SELECTOR SWITCH (DC) | 60A | 3 POLE(ON/OFF) | ROTARY TYPE |  | 953.75 | 0 | 953.75 | 763 | 60A 3P(ON/OFF) | 60A 3P(ON/OFF) SEL. SWITCH | 0
KCSD603B | KAYCEE | SELECTOR SWITCH (DC) | 60A | 3 POLE(2 WAY NO OFF) | ROTARY TYPE |  | 1075 | 0 | 1075 | 860 | 60A 3P(2 WAY NO OFF) | 60A 3P(2 WAY NO OFF) SEL. SWITCH | 0
KCSD603C | KAYCEE | SELECTOR SWITCH (DC) | 60A | 3 POLE(2 WAY WITH OFF) | ROTARY TYPE |  | 1455 | 0 | 1455 | 1164 | 60A 3P(2 WAY WITH OFF) | 60A 3P(2 WAY WITH OFF) SEL. SWITCH | 0
KCSD603D | KAYCEE | SELECTOR SWITCH (DC) | 60A | 3 POLE(3 WAY WITH OFF) | ROTARY TYPE |  | 1691.25 | 0 | 1691.25 | 1353 | 60A 3P(3 WAY WITH OFF) | 60A 3P(3 WAY WITH OFF) SEL. SWITCH | 0
KCSD603E | KAYCEE | SELECTOR SWITCH (DC) | 60A | 3 POLE(4 WAY NO OFF) | ROTARY TYPE |  | 1768.75 | 0 | 1768.75 | 1415 | 60A 3P(4 WAY NO OFF) | 60A 3P(4 WAY NO OFF) SEL. SWITCH | 0
KCSD604A | KAYCEE | SELECTOR SWITCH (DC) | 60A | 4 POLE(ON/OFF) | ROTARY TYPE |  | 1118.75 | 0 | 1118.75 | 895 | 60A 4P(ON/OFF) | 60A 4P(ON/OFF) SEL. SWITCH | 0
KCSD604B | KAYCEE | SELECTOR SWITCH (DC) | 60A | 4 POLE(2 WAY NO OFF) | ROTARY TYPE |  | 1287.5 | 0 | 1287.5 | 1030 | 60A 4P(2 WAY NO OFF) | 60A 4P(2 WAY NO OFF) SEL. SWITCH | 0
KCSD611A | KAYCEE | SELECTOR SWITCH (DC) | 600A | 1 POLE(ON/OFF) | ROTARY TYPE |  | 8350 | 0 | 8350 | 6680 | 600A ROT 1P(ON/OFF) | 600A 1P(ON/OFF) SEL. SWITCH | 0
KCSD611B | KAYCEE | SELECTOR SWITCH (DC) | 600A | 1 POLE(2 WAY NO OFF) | ROTARY TYPE |  | 14637.5 | 0 | 14637.5 | 11710 | 600A ROT 1P(2 WAY NO OFF) | 600A 1P(2 WAY NO OFF) SEL. SWITCH | 0
KCSD611C | KAYCEE | SELECTOR SWITCH (DC) | 600A | 1 POLE(2 WAY WITH OFF) | ROTARY TYPE |  | 15125 | 0 | 15125 | 12100 | 600A ROT 1P(2 WAY WITH OFF) | 600A 1P(2 WAY WITH OFF) SEL. SW | 0
KCSD611D | KAYCEE | SELECTOR SWITCH (DC) | 600A | 1 POLE(3 WAY WITH OFF) | ROTARY TYPE |  | 15268.75 | 0 | 15268.75 | 12215 | 600A ROT 1P(3 WAY WITH OFF) | 600A 1P(3 WAY WITH OFF) SEL. SW | 0
KCSD611E | KAYCEE | SELECTOR SWITCH (DC) | 600A | 1 POLE(4 WAY NO OFF) | ROTARY TYPE |  | 15500 | 0 | 15500 | 12400 | 600A ROT 1P(4 WAY NO OFF) | 600A 1P(4 WAY NO OFF) SEL. SWIT | 0
KCSD612A | KAYCEE | SELECTOR SWITCH (DC) | 600A | 2 POLE(ON/OFF) | ROTARY TYPE |  | 12706.25 | 0 | 12706.25 | 10165 | 600A ROT 2P(ON/OFF) | 600A 2P(ON/OFF) SEL. SWITCH | 0
KCSD612B | KAYCEE | SELECTOR SWITCH (DC) | 600A | 2 POLE(2 WAY NO OFF) | ROTARY TYPE |  | 25312.5 | 0 | 25312.5 | 20250 | 600A ROT 2P(2 WAY NO OFF) | 600A 2P(2 WAY NO OFF) SEL. SWIT | 0
KCSD612C | KAYCEE | SELECTOR SWITCH (DC) | 600A | 2 POLE(2 WAY WITH OFF) | ROTARY TYPE |  | 27125 | 0 | 27125 | 21700 | 600A ROT 2P(2 WAY WITH OFF) | 600A 2P(2 WAY WITH OFF) SEL. SWITCH | 0
KCSD612D | KAYCEE | SELECTOR SWITCH (DC) | 600A | 2 POLE(3 WAY WITH OFF) | ROTARY TYPE |  | 27625 | 0 | 27625 | 22100 | 600A ROT 2P(3 WAY WITH OFF) | 600A 2P(3 WAY WITH OFF) SEL. SWITCH | 0
KCSD612E | KAYCEE | SELECTOR SWITCH (DC) | 600A | 2 POLE(4 WAY NO OFF) | ROTARY TYPE |  | 27987.5 | 0 | 27987.5 | 22390 | 600A ROT 2P(4 WAY NO OFF) | 600A 2P(4 WAY NO OFF) SEL. SWITCH | 0
KCSD613A | KAYCEE | SELECTOR SWITCH (DC) | 600A | 3 POLE(ON/OFF) | ROTARY TYPE |  | 18637.5 | 0 | 18637.5 | 14910 | 600A ROT 3P(ON/OFF) | 600A 3P(ON/OFF) SEL. SWITCH | 0
KCSD613B | KAYCEE | SELECTOR SWITCH (DC) | 600A | 3 POLE(2 WAY NO OFF) | ROTARY TYPE |  | 38418.75 | 0 | 38418.75 | 30735 | 600A ROT 3P(2 WAY NO OFF) | 600A 3P(2 WAY NO OFF) SEL. SWITCH | 0
KCSD613C | KAYCEE | SELECTOR SWITCH (DC) | 600A | 3 POLE(2 WAY WITH OFF) | ROTARY TYPE |  | 39637.5 | 0 | 39637.5 | 31710 | 600A ROT 3P(2 WAY WITH OFF) | 600A 3P(2 WAY WITH OFF) SEL. SWITCH | 0
KCSD613D | KAYCEE | SELECTOR SWITCH (DC) | 600A | 3 POLE(3 WAY WITH OFF) | ROTARY TYPE |  | 40243.75 | 0 | 40243.75 | 32195 | 600A ROT 3P(3 WAY WITH OFF) | 600A 3P(3 WAY WITH OFF) SEL. SWITCH | 0
KCSD613E | KAYCEE | SELECTOR SWITCH (DC) | 600A | 3 POLE(4 WAY NO OFF) | ROTARY TYPE |  | 41250 | 0 | 41250 | 33000 | 600A ROT 3P(4 WAY NO OFF) | 600A 3P(4 WAY NO OFF) SEL. SWITCH | 0
KCSD614A | KAYCEE | SELECTOR SWITCH (DC) | 600A | 4 POLE(ON/OFF) | ROTARY TYPE |  | 23781.25 | 0 | 23781.25 | 19025 | 600A ROT 4P(ON/OFF) | 600A 4P(ON/OFF) SEL. SWITCH | 0
KCSD614C | KAYCEE | SELECTOR SWITCH (DC) | 600A | 4 POLE(2 WAY WITH OFF) | ROTARY TYPE |  | 40500 | 0 | 40500 | 32400 | 600A ROT 4P(2 WAY WITH OFF) | 600A 4P(2 WAY WITH OFF) SEL. SWITCH | 0
KCSXBP60 | KAYCEE | S/SW ACCESSORIES | UPTO 60A | BLOCKED POSITION |  |  | 28.75 | 0 | 28.75 | 23 | BLOCKED POSITION |  | 0
KCSXBP61 | KAYCEE | S/SW ACCESSORIES | 100-600A | BLOCKED POSITION |  |  | 121.25 | 0 | 121.25 | 97 | BLOCKED POSITION |  | 0
KCSXCD | KAYCEE | S/SW ACCESSORIES |  | CUBICLE DOOR INTERLOCK(CAM) |  |  | 146.25 | 0 | 146.25 | 117 | CUBICLE DOOR INTERLOCK(CAM) |  | 0
KCSXCD60 | KAYCEE | S/SW ACCESSORIES | UPTO 60A | CUBICLE DOOR INTERLOCK NON-LOCKABLE TYPE |  |  | 146.38 | 0 | 146.38 | 117.1 | CUBICLE DOOR INTERLOCK |  | 0
KCSXCD61 | KAYCEE | S/SW ACCESSORIES | 100-600A | CUBICLE DOOR INTERLOCK NON-LOCKABLE TYPE |  |  | 275 | 0 | 275 | 220 | CUBICLE DOOR INTERLOCK |  | 0
KCSXIL | KAYCEE | S/SW ACCESSORIES |  | INDICATING PLATE(CAM) |  |  | 28.75 | 0 | 28.75 | 23 | INDICATING PLATE(CAM) |  | 0
KCSXIL60 | KAYCEE | S/SW ACCESSORIES | UPTO 60A | INDICATING PLATE |  |  | 28.75 | 0 | 28.75 | 23 | INDICATING PLATE |  | 0
KCSXIL61 | KAYCEE | S/SW ACCESSORIES | 100-600A | INDICATING PLATE |  |  | 66.25 | 0 | 66.25 | 53 | INDICATING PLATE |  | 0
KCSXKH | KAYCEE | S/SW ACCESSORIES |  | KNOB HANDLE(CAM) |  |  | 15 | 0 | 15 | 12 | KNOB HANDLE(CAM) |  | 0
KCSXKL | KAYCEE | S/SW ACCESSORIES |  | KEY LOCKABLE(CAM) |  |  | 290 | 0 | 290 | 232 | KEY LOCKABLE(CAM) |  | 0
KCSXKL60 | KAYCEE | S/SW ACCESSORIES | UPTO 60A | KEY LOCKABLE |  |  | 290 | 0 | 290 | 232 | KEY LOCKABLE |  | 0
KCSXKL61 | KAYCEE | S/SW ACCESSORIES | 100-600A | KEY LOCKABLE |  |  | 468.75 | 0 | 468.75 | 375 | KEY LOCKABLE |  | 0
KCSXKN60 | KAYCEE | S/SW ACCESSORIES | UPTO 60A | KNOB |  |  | 22.5 | 0 | 22.5 | 18 | KNOB |  | 0
KCSXKN61 | KAYCEE | S/SW ACCESSORIES | 100-600A | KNOB |  |  | 60 | 0 | 60 | 48 | KNOB |  | 0
KCTO01 | KAYCEE | TOGGLE SWITCH | 1 POLE |  |  |  | 52.5 | 0 | 52.5 | 42 | 1 POLE | TOGGLE SWITCH | 0
KCTO02 | KAYCEE | TOGGLE SWITCH | 2 POLE |  |  |  | 80 | 0 | 80 | 64 | 2 POLE | TOGGLE SWITCH | 0
KCTT03 | KAYCEE | TIME TOTALISER | 4 DIGIT |  |  |  | 1500 | 0 | 1500 | 1200 | OBSELETE | TIME TOTALISER -DC | 0
KCTT04 | KAYCEE | TIME TOTALISER | 4 DIGIT | MTT7/HZ |  | MTT5/HZ PANEL | 687.5 | 0 | 687.5 | 550 | MTT5/HZ PANEL MOUNTED 220VAC-48X48X40MM | TIME TOTALISER | 0
KCVS1201 | KAYCEE | VSS | 12A | 4 POSITION | TYPE 3T39VP |  | 147.5 | 0 | 147.5 | 118 | 12A 4 POSITION | VOLTMETER SELECTOR SWITCH | 0
KCVS1202 | KAYCEE | VSS | 12A | 8 POSITION | TYPE 4T44VPN |  | 270 | 0 | 270 | 216 | 12A 8 POSITION | VOLTMETER SELECTOR SWITCH | 0
LSTF1101 | LOGICSTAT | CONTROL T/F | 100VA ,1 PHASE | INSULATION CLASS E |  |  | 630 | 0 | 630 | 300 | 100VA CLASS E | 1 PHASE CONTROL T/F | 0
LSTF1102 | LOGICSTAT | CONTROL T/F | 100VA ,1 PHASE | INSULATION CLASS B |  |  | 605 | 0 | 605 | 345 | 100VA CLASS B | 1 PHASE CONTROL T/F | 0
LSTF1103 | LOGICSTAT | CONTROL T/F | 100VA ,1 PHASE | CAST RESIN |  |  | 709 | 0 | 709 | 405 | 100VA CAST RESIN | 1 PHASE CONTROL T/F | 0
LSTF1201 | LOGICSTAT | CONTROL T/F | 1000VA ,1 PHASE | INSULATION CLASS E |  |  | 5280 | 0 | 5280 | 2700 | 1000VA CLASS E | 1 PHASE CONTROL T/F | 0
LSTF1202 | LOGICSTAT | CONTROL T/F | 1000VA ,1 PHASE | INSULATION CLASS B |  |  | 5060 | 0 | 5060 | 3105 | 1000VA CLASS B | 1 PHASE CONTROL T/F | 0
LSTF1203 | LOGICSTAT | CONTROL T/F | 1000VA ,1 PHASE | CAST RESIN |  |  | 5940 | 0 | 5940 | 3645 | 1000VA CAST RESIN | 1 PHASE CONTROL T/F | 0
LSTF1301 | LOGICSTAT | CONTROL T/F | 10000VA ,1 PHASE | INSULATION CLASS E |  |  | 27240 | 0 | 27240 | 14000 | 10000VA CLASS E | 1 PHASE CONTROL T/F | 0
LSTF1302 | LOGICSTAT | CONTROL T/F | 10000VA ,1 PHASE | INSULATION CLASS B |  |  | 26105 | 0 | 26105 | 16100 | 10000VA CLASS B | 1 PHASE CONTROL T/F | 0
LSTF1303 | LOGICSTAT | CONTROL T/F | 10000VA ,1 PHASE | CAST RESIN |  |  | 30645 | 0 | 30645 | 18900 | 10000VA CAST RESIN | 1 PHASE CONTROL T/F | 0
LSTF1401 | LOGICSTAT | CONTROL T/F | 1250VA ,1 PHASE | INSULATION CLASS E |  |  | 5820 | 0 | 5820 | 3000 | 1250VA CLASS E | 1 PHASE CONTROL T/F | 0
LSTF1402 | LOGICSTAT | CONTROL T/F | 1250VA ,1 PHASE | INSULATION CLASS B |  |  | 5578 | 0 | 5578 | 3450 | 1250VA CLASS B | 1 PHASE CONTROL T/F | 0
LSTF1403 | LOGICSTAT | CONTROL T/F | 1250VA ,1 PHASE | CAST RESIN |  |  | 6548 | 0 | 6548 | 4050 | 1250VA CAST RESIN | 1 PHASE CONTROL T/F | 0
LSTF1601 | LOGICSTAT | CONTROL T/F | 150VA ,1 PHASE | INSULATION CLASS E |  |  | 1020 | 0 | 1020 | 500 | 150VA CLASS E | 1 PHASE CONTROL T/F | 0
LSTF1602 | LOGICSTAT | CONTROL T/F | 150VA ,1 PHASE | INSULATION CLASS B |  |  | 978 | 0 | 978 | 575 | 150VA CLASS B | 1 PHASE CONTROL T/F | 0
LSTF1603 | LOGICSTAT | CONTROL T/F | 150VA ,1 PHASE | CAST RESIN |  |  | 1148 | 0 | 1148 | 675 | 150VA CAST RESIN | 1 PHASE CONTROL T/F | 0
LSTF1701 | LOGICSTAT | CONTROL T/F | 1500VA ,1 PHASE | INSULATION CLASS E |  |  | 6600 | 0 | 6600 | 3400 | 1500VA CLASS E | 1 PHASE CONTROL T/F | 0
LSTF1702 | LOGICSTAT | CONTROL T/F | 1500VA ,1 PHASE | INSULATION CLASS B |  |  | 6325 | 0 | 6325 | 3910 | 1500VA CLASS B | 1 PHASE CONTROL T/F | 0
LSTF1703 | LOGICSTAT | CONTROL T/F | 1500VA ,1 PHASE | CAST RESIN |  |  | 7425 | 0 | 7425 | 4590 | 1500VA CAST RESIN | 1 PHASE CONTROL T/F | 0
LSTF2101 | LOGICSTAT | CONTROL T/F | 200VA ,1 PHASE | INSULATION CLASS E |  |  | 1200 | 0 | 1200 | 575 | 200VA CLASS E | 1 PHASE CONTROL T/F | 0
LSTF2102 | LOGICSTAT | CONTROL T/F | 200VA ,1 PHASE | INSULATION CLASS B |  |  | 1150 | 0 | 1150 | 661 | 200VA CLASS B | 1 PHASE CONTROL T/F | 0
LSTF2103 | LOGICSTAT | CONTROL T/F | 200VA ,1 PHASE | CAST RESIN |  |  | 1350 | 0 | 1350 | 776 | 200VA CAST RESIN | 1 PHASE CONTROL T/F | 0
LSTF2201 | LOGICSTAT | CONTROL T/F | 2000VA ,1 PHASE | INSULATION CLASS E |  |  | 7320 | 0 | 7320 | 3750 | 2000VA CLASS E | 1 PHASE CONTROL T/F | 0
LSTF2202 | LOGICSTAT | CONTROL T/F | 2000VA ,1 PHASE | INSULATION CLASS B |  |  | 7015 | 0 | 7015 | 4313 | 2000VA CLASS B | 1 PHASE CONTROL T/F | 0
LSTF2203 | LOGICSTAT | CONTROL T/F | 2000VA ,1 PHASE | CAST RESIN |  |  | 8235 | 0 | 8235 | 5063 | 2000VA CAST RESIN | 1 PHASE CONTROL T/F | 0
LSTF2701 | LOGICSTAT | CONTROL T/F | 2500VA ,1 PHASE | INSULATION CLASS E |  |  | 8700 | 0 | 8700 | 4400 | 2500VA CLASS E | 1 PHASE CONTROL T/F | 0
LSTF2702 | LOGICSTAT | CONTROL T/F | 2500VA ,1 PHASE | INSULATION CLASS B |  |  | 8338 | 0 | 8338 | 5060 | 2500VA CLASS B | 1 PHASE CONTROL T/F | 0
LSTF2703 | LOGICSTAT | CONTROL T/F | 2500VA ,1 PHASE | CAST RESIN |  |  | 9788 | 0 | 9788 | 5940 | 2500VA CAST RESIN | 1 PHASE CONTROL T/F | 0
LSTF3101 | LOGICSTAT | CONTROL T/F | 300VA ,1 PHASE | INSULATION CLASS E |  |  | 1620 | 0 | 1620 | 800 | 300VA CLASS E | 1 PHASE CONTROL T/F | 0
LSTF3102 | LOGICSTAT | CONTROL T/F | 300VA ,1 PHASE | INSULATION CLASS B |  |  | 1553 | 0 | 1553 | 920 | 300VA CLASS B | 1 PHASE CONTROL T/F | 0
LSTF3103 | LOGICSTAT | CONTROL T/F | 300VA ,1 PHASE | CAST RESIN |  |  | 1823 | 0 | 1823 | 1145 | 300VA CAST RESIN | 1 PHASE CONTROL T/F | 0
LSTF3201 | LOGICSTAT | CONTROL T/F | 3000VA ,1 PHASE | INSULATION CLASS E |  |  | 9360 | 0 | 9360 | 4800 | 3000VA CLASS E | 1 PHASE CONTROL T/F | 0
LSTF3202 | LOGICSTAT | CONTROL T/F | 3000VA ,1 PHASE | INSULATION CLASS B |  |  | 8970 | 0 | 8970 | 5520 | 3000VA CLASS B | 1 PHASE CONTROL T/F | 0
LSTF3203 | LOGICSTAT | CONTROL T/F | 3000VA ,1 PHASE | CAST RESIN |  |  | 10530 | 0 | 10530 | 6480 | 3000VA CAST RESIN | 1 PHASE CONTROL T/F | 0
LSTF3701 | LOGICSTAT | CONTROL T/F | 3500VA ,1 PHASE | INSULATION CLASS E |  |  | 11100 | 0 | 11100 | 5700 | 3500VA CLASS E | 1 PHASE CONTROL T/F | 0
LSTF3702 | LOGICSTAT | CONTROL T/F | 3500VA ,1 PHASE | INSULATION CLASS B |  |  | 10638 | 0 | 10638 | 6555 | 3500VA CLASS B | 1 PHASE CONTROL T/F | 0
LSTF3703 | LOGICSTAT | CONTROL T/F | 3500VA ,1 PHASE | CAST RESIN |  |  | 12488 | 0 | 12488 | 7695 | 3500VA CAST RESIN | 1 PHASE CONTROL T/F | 0
LSTF4101 | LOGICSTAT | CONTROL T/F | 400VA ,1 PHASE | INSULATION CLASS E |  |  | 2040 | 0 | 2040 | 1000 | 400VA CLASS E | 1 PHASE CONTROL T/F | 0
LSTF4102 | LOGICSTAT | CONTROL T/F | 400VA ,1 PHASE | INSULATION CLASS B |  |  | 1955 | 0 | 1955 | 1150 | 400VA CLASS B | 1 PHASE CONTROL T/F | 0
LSTF4103 | LOGICSTAT | CONTROL T/F | 400VA ,1 PHASE | CAST RESIN |  |  | 2295 | 0 | 2295 | 1350 | 400VA CAST RESIN | 1 PHASE CONTROL T/F | 0
LSTF4201 | LOGICSTAT | CONTROL T/F | 4000VA ,1 PHASE | INSULATION CLASS E |  |  | 12480 | 0 | 12480 | 6400 | 4000VA CLASS E | 1 PHASE CONTROL T/F | 0
LSTF4202 | LOGICSTAT | CONTROL T/F | 4000VA ,1 PHASE | INSULATION CLASS B |  |  | 11960 | 0 | 11960 | 7360 | 4000VA CLASS B | 1 PHASE CONTROL T/F | 0
LSTF4203 | LOGICSTAT | CONTROL T/F | 4000VA ,1 PHASE | CAST RESIN |  |  | 14040 | 0 | 14040 | 8640 | 4000VA CAST RESIN | 1 PHASE CONTROL T/F | 0
LSTF5001 | LOGICSTAT | CONTROL T/F | 50VA ,1 PHASE | INSULATION CLASS E |  |  | 420 | 0 | 420 | 200 | 50VA CLASS E | 1 PHASE CONTROL T/F | 0
LSTF5002 | LOGICSTAT | CONTROL T/F | 50VA ,1 PHASE | INSULATION CLASS B |  |  | 403 | 0 | 403 | 235 | 50VA CLASS B | 1 PHASE CONTROL T/F | 0
LSTF5003 | LOGICSTAT | CONTROL T/F | 50VA ,1 PHASE | CAST RESIN |  |  | 473 | 0 | 473 | 270 | 50VA CAST RESIN | 1 PHASE CONTROL T/F | 0
LSTF5101 | LOGICSTAT | CONTROL T/F | 500VA ,1 PHASE | INSULATION CLASS E |  |  | 2400 | 0 | 2400 | 1150 | 500VA CLASS E | 1 PHASE CONTROL T/F | 0
LSTF5102 | LOGICSTAT | CONTROL T/F | 500VA ,1 PHASE | INSULATION CLASS B |  |  | 2300 | 0 | 2300 | 1322 | 500VA CLASS B | 1 PHASE CONTROL T/F | 0
LSTF5103 | LOGICSTAT | CONTROL T/F | 500VA ,1 PHASE | CAST RESIN |  |  | 2700 | 0 | 2700 | 1553 | 500VA CAST RESIN | 1 PHASE CONTROL T/F | 0
LSTF5201 | LOGICSTAT | CONTROL T/F | 5000VA ,1 PHASE | INSULATION CLASS E |  |  | 14640 | 0 | 14640 | 7500 | 5000VA CLASS E | 1 PHASE CONTROL T/F | 0
LSTF5202 | LOGICSTAT | CONTROL T/F | 5000VA ,1 PHASE | INSULATION CLASS B |  |  | 14030 | 0 | 14030 | 8625 | 5000VA CLASS B | 1 PHASE CONTROL T/F | 0
LSTF5203 | LOGICSTAT | CONTROL T/F | 5000VA ,1 PHASE | CAST RESIN |  |  | 16470 | 0 | 16470 | 10125 | 5000VA CAST RESIN | 1 PHASE CONTROL T/F | 0
LSTF6101 | LOGICSTAT | CONTROL T/F | 600VA ,1 PHASE | INSULATION CLASS E |  |  | 2580 | 0 | 2580 | 1300 | 600VA CLASS E | 1 PHASE CONTROL T/F | 0
LSTF6102 | LOGICSTAT | CONTROL T/F | 600VA ,1 PHASE | INSULATION CLASS B |  |  | 2473 | 0 | 2473 | 1495 | 600VA CLASS B | 1 PHASE CONTROL T/F | 0
LSTF6103 | LOGICSTAT | CONTROL T/F | 600VA ,1 PHASE | CAST RESIN |  |  | 2903 | 0 | 2903 | 1945 | 600VA CAST RESIN | 1 PHASE CONTROL T/F | 0
LSTF6201 | LOGICSTAT | CONTROL T/F | 6000VA ,1 PHASE | INSULATION CLASS E |  |  | 18600 | 0 | 18600 | 9500 | 6000VA CLASS E | 1 PHASE CONTROL T/F | 0
LSTF6202 | LOGICSTAT | CONTROL T/F | 6000VA ,1 PHASE | INSULATION CLASS B |  |  | 17825 | 0 | 17825 | 10925 | 6000VA CLASS B | 1 PHASE CONTROL T/F | 0
LSTF6203 | LOGICSTAT | CONTROL T/F | 6000VA ,1 PHASE | CAST RESIN |  |  | 20925 | 0 | 20925 | 12825 | 6000VA CAST RESIN | 1 PHASE CONTROL T/F | 0
LSTF7501 | LOGICSTAT | CONTROL T/F | 75VA ,1 PHASE | INSULATION CLASS E |  |  | 5700 | 0 | 5700 | 275 | 75VA CLASS E | 1 PHASE CONTROL T/F | 0
LSTF7502 | LOGICSTAT | CONTROL T/F | 75VA ,1 PHASE | INSULATION CLASS B |  |  | 5463 | 0 | 5463 | 315 | 75VA CLASS B | 1 PHASE CONTROL T/F | 0
LSTF7503 | LOGICSTAT | CONTROL T/F | 75VA ,1 PHASE | CAST RESIN |  |  | 6413 | 0 | 6413 | 371 | 75VA CAST RESIN | 1 PHASE CONTROL T/F | 0
LSTF7601 | LOGICSTAT | CONTROL T/F | 750VA ,1 PHASE | INSULATION CLASS E |  |  | 3360 | 0 | 3360 | 1700 | 750VA CLASS E | 1 PHASE CONTROL T/F | 0
LSTF7602 | LOGICSTAT | CONTROL T/F | 750VA ,1 PHASE | INSULATION CLASS B |  |  | 3220 | 0 | 3220 | 1955 | 750VA CLASS B | 1 PHASE CONTROL T/F | 0
LSTF7603 | LOGICSTAT | CONTROL T/F | 750VA ,1 PHASE | CAST RESIN |  |  | 3780 | 0 | 3780 | 2095 | 750VA CAST RESIN | 1 PHASE CONTROL T/F | 0
LSTF7701 | LOGICSTAT | CONTROL T/F | 7500VA ,1 PHASE | INSULATION CLASS E |  |  | 23580 | 0 | 23580 | 12000 | 7500VA CLASS E | 1 PHASE CONTROL T/F | 0
LSTF7702 | LOGICSTAT | CONTROL T/F | 7500VA ,1 PHASE | INSULATION CLASS B |  |  | 22598 | 0 | 22598 | 13800 | 7500VA CLASS B | 1 PHASE CONTROL T/F | 0
LSTF7703 | LOGICSTAT | CONTROL T/F | 7500VA ,1 PHASE | CAST RESIN |  |  | 26528 | 0 | 26528 | 16200 | 7500VA CAST RESIN | 1 PHASE CONTROL T/F | 0
LTSP | L&T | SPPR |  | TYPE ES100 |  |  | 2200 | 0 | 2200 | 1735 | TYPE ES100 | SPPR | 0
LTTIELET | L&T | TIMER ELECTRONICS | 36-120SEC. | ET-100 |  |  | 2280 | 0 | 2280 | 1340 | 36-120SEC. ET-100 | ELECTRONIC TIMER | 0
LTTISWQT | L&T | TIMER SWITCH |  | TSQ-100 | QT,QW |  | 2200 | 0 | 2200 | 1664 | TSQ-100 | TIMER SWITCH | 0
LTTISWQW | L&T | TIMER SWITCH |  | TSQ-100 | QTT,QWT |  | 2400 | 0 | 2400 | 1710 | TSQ-100 | TIMER SWITCH | 0
LTTISY11 | L&T | TIMER SYNCHRONOUS | UPTO 120SEC | EM-1000 |  |  | 2000 | 0 | 2000 | 1485 | UPTO 120SEC EM-1000 | SYNCHRONOUS TIMER | 0
LTTISY12 | L&T | TIMER SYNCHRONOUS | UPTO 120MIN | EM-1000 |  |  | 2200 | 0 | 2200 | 1607 | UPTO 120MIN EM-1000 | SYNCHRONOUS TIMER | 0
LTTISY13 | L&T | TIMER SYNCHRONOUS | UPTO 12 HRS | EM-1000 |  |  | 2400 | 0 | 2400 | 1780 | UPTO 12 HRS EM-1000 | SYNCHRONOUS TIMER | 0
LTTISY14 | L&T | TIMER SYNCHRONOUS | UPTO 120 HRS | EM-1000 |  |  | 2700 | 0 | 2700 | 1902 | UPTO 120 HRS EM-1000 | SYNCHRONOUS TIMER | 0
LTTISY15 | L&T | TIMER SYNCHRONOUS | UPTO 12 HRS | EM-1000,MULTI RANGE |  |  | 2350 | 0 | 2350 | 2025 | UPTO 12 HRS EM-1000,MULTI RANGE | SYNCHRONOUS TIMER | 0
LTTISY20 | L&T | TIMER SYNCHRONOUS | UPTO 120SEC. | EM-2000 | UPTO 120 SEC,ON DELAY |  | 1200 | 0 | 1200 | 761 | UPTO 120SEC. EM-2000 | SYNCHRONOUS TIMER | 0
LTTM | L&T | THERMISTOR MOTOR PROTECTION RELAY |  | TYPE EP100 |  |  | 3718 | 0 | 3718 | 2200 | TYPE EP100-OBSELETE | THERMISTOR MOTOR PROTECTION RELAY | 0
MDMC0101 | MDS | MCB | 1A | SP - 3KA ,LOADSTER TYPE |  |  | 263 | 0 | 321 | 322 | 1A SP 3KA LOADSTER | SP MCB | 0
MDMC0107 | MDS | MCB | 1A | SP ,AC ,9KA LOADKONTAKT TYPE |  |  | 263 | 0 | 321 | 206 | 1A SP AC 9KA LOADKONTAKT | SP MCB | 0
MDMC0108 | MDS | MCB | 1A | SPN ,AC ,9KA LOADKONTAKT TYPE |  |  | 578 | 0 | 852 | 515 | 1A SPN AC 9KA LOADKONTAKT | SPN MCB | 0
MDMC0109 | MDS | MCB | 1A | DP ,AC ,9KA LOADKONTAKT TYPE |  |  | 686 | 0 | 898 | 560 | 1A DP AC 9KA LOADKONTAKT | DP MCB | 0
MDMC0110 | MDS | MCB | 1A | TP ,AC ,9KA LOADKONTAKT TYPE |  |  | 929 | 0 | 1237 | 854 | 1A TP AC 9KA LOADKONTAKT | TP MCB | 0
MDMC0111 | C&S | MCB | 1A | TPN ,AC ,9KA LOADKONTAKT TYPE |  |  | 1251 | 0 | 1597 | 1082 | 1A TPN AC 9KA LOADKONTAKT | TPN MCB | 0
MDMC0112 | MDS | MCB | 1A | 4P ,AC ,9KA LOADKONTAKT TYPE |  |  | 1378 | 0 | 1702 | 1082 | 1A 4P AC 9KA LOADKONTAKT | 4P MCB | 0
MDMC0113 | MDS | MCB | 1A | SP ,DC ,9KA LOADKONTAKT TYPE |  |  | 314 | 0 | 321 | 298 | 1A SP DC 2.5KA LOADKONTAKT | SP DC MCB | 0
MDMC0114 | MDS | MCB | 1A | DP ,DC ,9KA LOADKONTAKT TYPE |  |  | 721 | 0 | 898 | 618 | 1A DP DC 2.5KA LOADKONTAKT | DP DC MCB | 0
MDMC0201 | MDS | MCB | 2A | SP - 3KA ,LOADSTER TYPE |  |  | 263 | 0 | 321 | 322 | 2A SP 3KA LOADSTER | SP MCB | 0
MDMC0207 | MDS | MCB | 2A | SP ,AC ,9KA LOADKONTAKT TYPE |  |  | 263 | 0 | 321 | 206 | 2A SP AC 9KA LOADKONTAKT | SP MCB | 0
MDMC0208 | MDS | MCB | 2A | SPN ,AC ,9KA LOADKONTAKT TYPE |  |  | 578 | 0 | 852 | 514 | 2A SPN AC 9KA LOADKONTAKT | SPN MCB | 0
MDMC0209 | MDS | MCB | 2A | DP ,AC ,9KA LOADKONTAKT TYPE |  |  | 686 | 0 | 898 | 560 | 2A DP AC 9KA LOADKONTAKT | DP MCB | 0
MDMC0210 | MDS | MCB | 2A | TP ,AC ,9KA LOADKONTAKT TYPE |  |  | 929 | 0 | 1237 | 854 | 2A TP AC 9KA LOADKONTAKT | TP MCB | 0
MDMC0211 | MDS | MCB | 2A | TPN ,AC ,9KA LOADKONTAKT TYPE |  |  | 1251 | 0 | 1597 | 1082 | 2A TPN AC 9KA LOADKONTAKT | TPN MCB | 0
MDMC0212 | MDS | MCB | 2A | 4P ,AC ,9KA LOADKONTAKT TYPE |  |  | 1378 | 0 | 1702 | 1082 | 2A 4P AC 9KA LOADKONTAKT | 4P MCB | 0
MDMC0213 | MDS | MCB | 2A | SP ,DC ,9KA LOADKONTAKT TYPE |  |  | 314 | 0 | 321 | 298 | 2A SP DC 2.5KA LOADKONTAKT | SP DC MCB | 0
MDMC0214 | MDS | MCB | 2A | DP ,DC ,9KA LOADKONTAKT TYPE |  |  | 721 | 0 | 898 | 618 | 2A DP DC 2.5KA LOADKONTAKT | DP DC MCB | 0
MDMC0307 | MDS | MCB | 3A | SP ,AC ,9KA LOADKONTAKT TYPE |  |  | 263 | 0 | 321 | 206 | 3A SP AC 9KA LOADKONTAKT | SP MCB | 0
MDMC0308 | MDS | MCB | 3A | SPN ,AC ,9KA LOADKONTAKT TYPE |  |  | 578 | 0 | 852 | 514 | 3A SPN AC 9KA LOADKONTAKT | SPN MCB | 0
MDMC0309 | MDS | MCB | 3A | DP ,AC ,9KA LOADKONTAKT TYPE |  |  | 686 | 0 | 898 | 490 | 3A DP AC 9KA LOADKONTAKT | DP MCB | 0
MDMC0310 | MDS | MCB | 3A | TP ,AC ,9KA LOADKONTAKT TYPE |  |  | 929 | 0 | 1237 | 854 | 3A TP AC 9KA LOADKONTAKT | TP MCB | 0
MDMC0311 | MDS | MCB | 3A | TPN ,AC ,9KA LOADKONTAKT TYPE |  |  | 1251 | 0 | 1597 | 1082 | 3A TPN AC 9KA LOADKONTAKT | TPN MCB | 0
MDMC0312 | MDS | MCB | 3A | 4P ,AC ,9KA LOADKONTAKT TYPE |  |  | 1378 | 0 | 1702 | 1082 | 3A 4P AC 9KA LOADKONTAKT | 4P MCB | 0
MDMC0313 | MDS | MCB | 3A | SP ,DC ,9KA LOADKONTAKT TYPE |  |  | 314 | 0 | 321 | 298 | 3A SP DC 2.5KA LOADKONTAKT | SP DC MCB | 0
MDMC0314 | MDS | MCB | 3A | DP ,DC ,9KA LOADKONTAKT TYPE |  |  | 721 | 0 | 898 | 618 | 3A DP DC 2.5KA LOADKONTAKT | DP DC MCB | 0
MDMC0407 | MDS | MCB | 4A | SP ,AC ,9KA LOADKONTAKT TYPE |  |  | 263 | 0 | 321 | 206 | 4A SP AC 9KA LOADKONTAKT | SP MCB | 0
MDMC0408 | MDS | MCB | 4A | SPN ,AC ,9KA LOADKONTAKT TYPE |  |  | 578 | 0 | 852 | 514 | 4A SPN AC 9KA LOADKONTAKT | SPN MCB | 0
MDMC0409 | MDS | MCB | 4A | DP ,AC ,9KA LOADKONTAKT TYPE |  |  | 686 | 0 | 898 | 560 | 4A DP AC 9KA LOADKONTAKT | DP MCB | 0
MDMC0410 | MDS | MCB | 4A | TP ,AC ,9KA LOADKONTAKT TYPE |  |  | 929 | 0 | 1237 | 854 | 4A TP AC 9KA LOADKONTAKT | TP MCB | 0
MDMC0411 | MDS | MCB | 4A | TPN ,AC ,9KA LOADKONTAKT TYPE |  |  | 1251 | 0 | 1597 | 1082 | 4A TPN AC 9KA LOADKONTAKT | TPN MCB | 0
MDMC0412 | MDS | MCB | 4A | 4P ,AC ,9KA LOADKONTAKT TYPE |  |  | 1378 | 0 | 1702 | 1082 | 4A 4P AC 9KA LOADKONTAKT | 4P MCB | 0
MDMC0413 | MDS | MCB | 4A | SP ,DC ,9KA LOADKONTAKT TYPE |  |  | 314 | 0 | 321 | 298 | 4A SP DC 2.5KA LOADKONTAKT | SP DC MCB | 0
MDMC0414 | MDS | MCB | 4A | DP ,DC ,9KA LOADKONTAKT TYPE |  |  | 721 | 0 | 898 | 618 | 4A DP DC 2.5KA LOADKONTAKT | DP DC MCB | 0
MDMC0501 | MDS | MCB | 5A | SP - 3KA ,LOADSTER TYPE |  |  | 263 | 0 | 321 | 194 | 5A SP - 3KA LOADSTER | SP MCB | 0
MDMC0502 | MDS | MCB | 5A | SPN - 3KA ,LOADSTER TYPE |  |  | 578 | 0 | 852 | 495 | 5A SPN - 3KA LOADSTER | SPN MCB | 0
MDMC0503 | MDS | MCB | 5A | DP - 3KA ,LOADSTER TYPE |  |  | 686 | 0 | 898 | 495 | 5A DP - 3KA LOADSTER | DP MCB | 0
MDMC0504 | MDS | MCB | 5A | TP - 3KA ,LOADSTER TYPE |  |  | 929 | 0 | 1237 | 800 | 5A TP - 3KA LOADSTER | TP MCB | 0
MDMC0505 | MDS | MCB | 5A | TPN - 3KA ,LOADSTER TYPE |  |  | 1251 | 0 | 1597 | 1058 | 5A TPN - 3KA LOADSTER | TPN MCB | 0
MDMC0506 | MDS | MCB | 5A | 4P - 3KA ,LOADSTER TYPE |  |  | 1378 | 0 | 1702 | 1058 | 5A 4P - 3KA LOADSTER | 4P MCB | 0
MDMC0607 | MDS | MCB | 6A | SP ,AC ,9KA LOADKONTAKT TYPE |  |  | 173 | 0 | 197 | 146 | 6A SP AC 9KA LOADKONTAKT | SP MCB | 0
MDMC0608 | MDS | MCB | 6A | SPN ,AC ,9KA LOADKONTAKT TYPE |  |  | 520 | 0 | 852 | 385 | 6A SPN AC 9KA LOADKONTAKT | SPN MCB | 0
MDMC0609 | MDS | MCB | 6A | DP ,AC ,9KA LOADKONTAKT TYPE |  |  | 546 | 0 | 650 | 408 | 6A DP AC 9KA LOADKONTAKT | DP MCB | 0
MDMC0610 | MDS | MCB | 6A | TP ,AC ,9KA LOADKONTAKT TYPE |  |  | 832 | 0 | 1027 | 660 | 6A TP AC 9KA LOADKONTAKT | TP MCB | 0
MDMC0611 | MDS | MCB | 6A | TPN ,AC ,9KA LOADKONTAKT TYPE |  |  | 1082 | 0 | 1301 | 874 | 6A TPN AC 9KA LOADKONTAKT | TPN MCB | 0
MDMC0612 | MDS | MCB | 6A | 4P ,AC ,9KA LOADKONTAKT TYPE |  |  | 1251 | 0 | 1446 | 874 | 6A 4P AC 9KA LOADKONTAKT | 4P MCB | 0
MDMC0613 | MDS | MCB | 6A | SP ,DC ,9KA LOADKONTAKT TYPE |  |  | 288 | 0 | 197 | 256 | 6A SP DC 2.5KA LOADKONTAKT | SP DC MCB | 0
MDMC0614 | MDS | MCB | 6A | DP ,DC ,9KA LOADKONTAKT TYPE |  |  | 556 | 0 | 650 | 546 | 6A DP DC 2.5KA LOADKONTAKT | DP DC MCB | 0
MDMC0801 | MDS | MCB | 7.5A | SP - 3KA ,LOADSTER TYPE |  |  | 155 | 0 | 155 | 194 | 7.5A SP - 3KA LOADSTER | SP MCB | 0
MDMC1001 | MDS | MCB | 10A | SP - 3KA ,LOADSTER TYPE |  |  | 173 | 0 | 197 | 194 | 10A SP - 3KA LOADSTER | SP MCB | 0
MDMC1002 | MDS | MCB | 10A | SPN - 3KA ,LOADSTER TYPE |  |  | 520 | 0 | 852 | 495 | 10A SPN - 3KA LOADSTER | SPN MCB | 0
MDMC1003 | MDS | MCB | 10A | DP - 3KA ,LOADSTER TYPE |  |  | 546 | 0 | 650 | 495 | 10A DP - 3KA LOADSTER | DP MCB | 0
MDMC1004 | MDS | MCB | 10A | TP - 3KA ,LOADSTER TYPE |  |  | 832 | 0 | 1027 | 800 | 10A TP - 3KA LOADSTER | TP MCB | 0
MDMC1005 | MDS | MCB | 10A | TPN - 3KA ,LOADSTER TYPE |  |  | 1082 | 0 | 1301 | 1058 | 10A TPN - 3KA LOADSTER | TPN MCB | 0
MDMC1006 | MDS | MCB | 10A | 4P - 3KA ,LOADSTER TYPE |  |  | 1251 | 0 | 1251 | 1058 | 10A 4P - 3KA LOADSTER | 4P MCB | 0
MDMC1007 | MDS | MCB | 10A | SP ,AC ,9KA LOADKONTAKT TYPE |  |  | 173 | 0 | 197 | 146 | 10A SP AC 9KA LOADKONTAKT | SP MCB | 0
MDMC1008 | MDS | MCB | 10A | SPN ,AC ,9KA LOADKONTAKT TYPE |  |  | 520 | 0 | 852 | 385 | 10A SPN AC 9KA LOADKONTAKT | SPN MCB | 0
MDMC1009 | MDS | MCB | 10A | DP ,AC ,9KA LOADKONTAKT TYPE |  |  | 546 | 0 | 650 | 408 | 10A DP AC 9KA LOADKONTAKT | DP MCB | 0
MDMC1010 | MDS | MCB | 10A | TP ,AC ,9KA LOADKONTAKT TYPE |  |  | 832 | 0 | 1027 | 660 | 10A TP AC 9KA LOADKONTAKT | TP MCB | 0
MDMC1011 | MDS | MCB | 10A | TPN ,AC ,9KA LOADKONTAKT TYPE |  |  | 1082 | 0 | 1301 | 874 | 10A TPN AC 9KA LOADKONTAKT | TPN MCB | 0
MDMC1012 | MDS | MCB | 10A | 4P ,AC ,9KA LOADKONTAKT TYPE |  |  | 1251 | 0 | 1446 | 874 | 10A 4P AC 9KA LOADKONTAKT | 4P MCB | 0
MDMC1013 | MDS | MCB | 10A | SP ,DC ,9KA LOADKONTAKT TYPE |  |  | 288 | 0 | 197 | 256 | 10A SP DC 2.5KA LOADKONTAKT | SP DC MCB | 0
MDMC1014 | MDS | MCB | 10A | DP ,DC ,9KA LOADKONTAKT TYPE |  |  | 556 | 0 | 650 | 546 | 10A DP DC 2.5KA LOADKONTAKT | DP DC MCB | 0
MDMC1301 | MDS | MCB | 12.5A | SP - 3KA ,LOADSTER TYPE |  |  | 155 | 0 | 155 | 194 | 12.5A SP - 3KA LOADSTER | SP MCB | 0
MDMC1501 | MDS | MCB | 15A | SP - 3KA ,LOADSTER TYPE |  |  | 173 | 0 | 173 | 194 | 15A SP - 3KA LOADSTER | SP MCB | 0
MDMC1502 | MDS | MCB | 15A | SPN - 3KA ,LOADSTER TYPE |  |  | 520 | 0 | 520 | 495 | 15A SPN - 3KA LOADSTER | SPN MCB | 0
MDMC1503 | MDS | MCB | 15A | DP - 3KA ,LOADSTER TYPE |  |  | 546 | 0 | 546 | 495 | 15A DP - 3KA LOADSTER | DP MCB | 0
MDMC1504 | MDS | MCB | 15A | TP - 3KA ,LOADSTER TYPE |  |  | 832 | 0 | 832 | 800 | 15A TP - 3KA LOADSTER | TP MCB | 0
MDMC1505 | MDS | MCB | 15A | TPN - 3KA ,LOADSTER TYPE |  |  | 1082 | 0 | 1082 | 1058 | 15A TPN - 3KA LOADSTER | TPN MCB | 0
MDMC1506 | MDS | MCB | 15A | 4P - 3KA ,LOADSTER TYPE |  |  | 1251 | 0 | 1251 | 1058 | 15A 4P - 3KA LOADSTER | 4P MCB | 0
MDMC1607 | MDS | MCB | 16A | SP ,AC ,9KA LOADKONTAKT TYPE |  |  | 173 | 0 | 197 | 146 | 16A SP AC 9KA LOADKONTAKT | SP MCB | 0
MDMC1608 | MDS | MCB | 16A | SPN ,AC ,9KA LOADKONTAKT TYPE |  |  | 520 | 0 | 852 | 385 | 16A SPN AC 9KA LOADKONTAKT | SPN MCB | 0
MDMC1609 | MDS | MCB | 16A | DP ,AC ,9KA LOADKONTAKT TYPE |  |  | 546 | 0 | 650 | 408 | 16A DP AC 9KA LOADKONTAKT | DP MCB | 0
MDMC1610 | MDS | MCB | 16A | TP ,AC ,9KA LOADKONTAKT TYPE |  |  | 832 | 0 | 1027 | 660 | 16A TP AC 9KA LOADKONTAKT | TP MCB | 0
MDMC1611 | MDS | MCB | 16A | TPN ,AC ,9KA LOADKONTAKT TYPE |  |  | 1082 | 0 | 1301 | 874 | 16A TPN AC 9KA LOADKONTAKT | TPN MCB | 0
MDMC1612 | MDS | MCB | 16A | 4P ,AC ,9KA LOADKONTAKT TYPE |  |  | 1251 | 0 | 1446 | 874 | 16A 4P AC 9KA LOADKONTAKT | 4P MCB | 0
MDMC1613 | MDS | MCB | 16A | SP ,DC ,9KA LOADKONTAKT TYPE |  |  | 288 | 0 | 197 | 256 | 16A SP DC 2.5KA LOADKONTAKT | SP DC MCB | 0
MDMC1614 | MDS | MCB | 16A | DP ,DC ,9KA LOADKONTAKT TYPE |  |  | 556 | 0 | 650 | 546 | 16A DP DC 2.5KA LOADKONTAKT | DP DC MCB | 0
MDMC1P07 | MDS | MCB | 1.6A | SP ,AC ,9KA LOADKONTAKT TYPE |  |  | 263 | 0 | 277 | 206 | 1.6A SP AC 9KA LOADKONTAKT | SP MCB | 0
MDMC1P08 | MDS | MCB | 1.6A | SPN ,AC ,9KA LOADKONTAKT TYPE |  |  | 578 | 0 | 630 | 514 | 1.6A SPN AC 9KA LOADKONTAKT | SPN MCB | 0
MDMC1P09 | MDS | MCB | 1.6A | DP ,AC ,9KA LOADKONTAKT TYPE |  |  | 686 | 0 | 725 | 560 | 1.6A DP AC 9KA LOADKONTAKT | DP MCB | 0
MDMC1P10 | MDS | MCB | 1.6A | TP ,AC ,9KA LOADKONTAKT TYPE |  |  | 929 | 0 | 981 | 854 | 1.6A TP AC 9KA LOADKONTAKT | TP MCB | 0
MDMC1P11 | MDS | MCB | 1.6A | TPN ,AC ,9KA LOADKONTAKT TYPE |  |  | 1251 | 0 | 1321 | 1082 | 1.6A TPN AC 9KA LOADKONTAKT | TPN MCB | 0
MDMC1P12 | MDS | MCB | 1.6A | 4P ,AC ,9KA LOADKONTAKT TYPE |  |  | 1378 | 0 | 1480 | 1082 | 1.6A 4P AC 9KA LOADKONTAKT | 4P MCB | 0
MDMC1P13 | MDS | MCB | 1.6A | SP ,DC ,9KA LOADKONTAKT TYPE |  |  | 314 | 0 | 314 | 298 | 1.6A SP DC 2.5KA LOADKONTAKT | SP DC MCB | 0
MDMC1P14 | MDS | MCB | 1.6A | DP ,DC ,9KA LOADKONTAKT TYPE |  |  | 721 | 0 | 721 | 618 | 1.6A DP DC 2.5KA LOADKONTAKT | DP DC MCB | 0
MDMC2001 | MDS | MCB | 20A | SP - 3KA ,LOADATER TYPE |  |  | 173 | 0 | 197 | 194 | 20A SP 3KA LOADSTER | SP MCB | 0
MDMC2002 | MDS | MCB | 20A | SPN - 3KA ,LOADATER TYPE |  |  | 520 | 0 | 852 | 495 | 20A SPN 3KA LOADSTER | SPN MCB | 0
MDMC2003 | MDS | MCB | 20A | DP - 3KA ,LOADSTER TYPE |  |  | 546 | 0 | 650 | 495 | 20A DP 3KA LOADSTER | DP MCB | 0
MDMC2004 | MDS | MCB | 20A | TP - 3KA ,LOADSTER TYPE |  |  | 832 | 0 | 1027 | 800 | 20A TP 3KA LOADSTER | TP MCB | 0
MDMC2005 | MDS | MCB | 20A | TPN - 3KA ,LOADATER TYPE |  |  | 1082 | 0 | 1301 | 1058 | 20A TPN 3KA LOADSTER | TPN MCB | 0
MDMC2006 | MDS | MCB | 20A | 4P - 3KA ,LOADATER TYPE |  |  | 1251 | 0 | 1446 | 1058 | 20A 4P 3KA LOADSTER | 4P MCB | 0
MDMC2007 | MDS | MCB | 20A | SP ,AC ,9KA LOADKONTAKT TYPE |  |  | 173 | 0 | 197 | 146 | 20A SP AC 9KA LOADKONTAKT | SP MCB | 0
MDMC2008 | MDS | MCB | 20A | SPN ,AC ,9KA LOADKONTAKT TYPE |  |  | 520 | 0 | 852 | 385 | 20A SPN AC 9KA LOADKONTAKT | SPN MCB | 0
MDMC2009 | MDS | MCB | 20A | DP ,AC ,9KA LOADKONTAKT TYPE |  |  | 546 | 0 | 650 | 408 | 20A DP AC 9KA LOADKONTAKT | DP MCB | 0
MDMC2010 | MDS | MCB | 20A | TP ,AC ,9KA LOADKONTAKT TYPE |  |  | 832 | 0 | 1027 | 660 | 20A TP AC 9KA LOADKONTAKT | TP MCB | 0
MDMC2011 | MDS | MCB | 20A | TPN ,AC ,9KA LOADKONTAKT TYPE |  |  | 1082 | 0 | 1301 | 874 | 20A TPN AC 9KA LOADKONTAKT | TPN MCB | 0
MDMC2012 | MDS | MCB | 20A | 4P ,AC ,9KA LOADKONTAKT TYPE |  |  | 1251 | 0 | 1446 | 874 | 20A 4P AC 9KA LOADKONTAKT | 4P MCB | 0
MDMC2013 | MDS | MCB | 20A | SP ,DC ,9KA LOADKONTAKT TYPE |  |  | 288 | 0 | 197 | 256 | 20A SP DC 2.5KA LOADKONTAKT | SP DC MCB | 0
MDMC2014 | MDS | MCB | 20A | DP ,DC ,9KA LOADKONTAKT TYPE |  |  | 556 | 0 | 650 | 546 | 20A DP DC 2.5KA LOADKONTAKT | DP DC MCB | 0
MDMC2501 | MDS | MCB | 25A | SP - 3KA ,LOADATER TYPE |  |  | 173 | 0 | 197 | 194 | 25A SP 3KA LOADSTER | SP MCB | 0
MDMC2502 | MDS | MCB | 25A | SPN - 3KA ,LOADATER TYPE |  |  | 520 | 0 | 852 | 495 | 25A SPN 3KA LOADSTER | SPN MCB | 0
MDMC2503 | MDS | MCB | 25A | DP - 3KA ,LOADSTER TYPE |  |  | 546 | 0 | 650 | 495 | 25A DP 3KA LOADSTER | DP MCB | 0
MDMC2504 | MDS | MCB | 25A | TP - 3KA ,LOADSTER TYPE |  |  | 832 | 0 | 1027 | 800 | 25A TP 3KA LOADSTER | TP MCB | 0
MDMC2505 | MDS | MCB | 25A | TPN - 3KA ,LOADATER TYPE |  |  | 1082 | 0 | 1301 | 1058 | 25A TPN 3KA LOADSTER | TPN MCB | 0
MDMC2506 | MDS | MCB | 25A | 4P - 3KA ,LOADATER TYPE |  |  | 1251 | 0 | 1446 | 1058 | 25A 4P 3KA LOADSTER | 4P MCB | 0
MDMC2507 | MDS | MCB | 25A | SP ,AC ,9KA LOADKONTAKT TYPE |  |  | 173 | 0 | 197 | 146 | 25A SP AC 9KA LOADKONTAKT | SP MCB | 0
MDMC2508 | MDS | MCB | 25A | SPN ,AC ,9KA LOADKONTAKT TYPE |  |  | 520 | 0 | 852 | 385 | 25A SPN AC 9KA LOADKONTAKT | SPN MCB | 0
MDMC2509 | MDS | MCB | 25A | DP ,AC ,9KA LOADKONTAKT TYPE |  |  | 546 | 0 | 650 | 408 | 25A DP AC 9KA LOADKONTAKT | DP MCB | 0
MDMC2510 | MDS | MCB | 25A | TP ,AC ,9KA LOADKONTAKT TYPE |  |  | 832 | 0 | 1027 | 660 | 25A TP AC 9KA LOADKONTAKT | TP MCB | 0
MDMC2511 | MDS | MCB | 25A | TPN ,AC ,9KA LOADKONTAKT TYPE |  |  | 1082 | 0 | 1301 | 874 | 25A TPN AC 9KA LOADKONTAKT | TPN MCB | 0
MDMC2512 | MDS | MCB | 25A | 4P ,AC ,9KA LOADKONTAKT TYPE |  |  | 1251 | 0 | 1446 | 874 | 25A 4P AC 9KA LOADKONTAKT | 4P MCB | 0
MDMC2513 | MDS | MCB | 25A | SP ,DC ,9KA LOADKONTAKT TYPE |  |  | 288 | 0 | 197 | 256 | 25A SP DC 9KA LOADKONTAKT | SP DC MCB | 0
MDMC2514 | MDS | MCB | 25A | DP ,DC ,9KA LOADKONTAKT TYPE |  |  | 556 | 0 | 650 | 546 | 25A DP DC 9KA LOADKONTAKT | DP DC MCB | 0
MDMC2P01 | MDS | MCB | 2.5A | SP - 3KA ,LOADATER TYPE |  |  | 155 | 0 | 155 | 322 | 2.5A SP 3KA LOADSTER | SP MCB | 0
MDMC3001 | MDS | MCB | 30A | SP - 3KA ,LOADATER TYPE |  |  | 173 | 0 | 197 | 194 | 30A SP 3KA LOADSTER | SP MCB | 0
MDMC3002 | MDS | MCB | 30A | SPN - 3KA ,LOADATER TYPE |  |  | 520 | 0 | 852 | 495 | 30A SPN 3KA LOADSTER | SPN MCB | 0
MDMC3003 | MDS | MCB | 30A | DP - 3KA ,LOADSTER TYPE |  |  | 546 | 0 | 650 | 495 | 30A DP 3KA LOADSTER | DP MCB | 0
MDMC3004 | MDS | MCB | 30A | TP - 3KA ,LOADSTER TYPE |  |  | 832 | 0 | 1027 | 500 | 30A TP 3KA LOADSTER | TP MCB | 0
MDMC3005 | MDS | MCB | 30A | TPN - 3KA ,LOADATER TYPE |  |  | 1082 | 0 | 1301 | 1058 | 30A TPN 3KA LOADSTER | TPN MCB | 0
MDMC3006 | MDS | MCB | 30A | 4P - 3KA ,LOADATER TYPE |  |  | 1251 | 0 | 1446 | 1058 | 30A 4P 3KA LOADSTER | 4P MCB | 0
MDMC3207 | MDS | MCB | 32A | SP ,AC ,9KA LOADKONTAKT TYPE |  |  | 173 | 0 | 197 | 146 | 32A SP AC 9KA LOADKONTAKT | SP MCB | 0
MDMC3208 | MDS | MCB | 32A | SPN ,AC ,9KA LOADKONTAKT TYPE |  |  | 520 | 0 | 852 | 385 | 32A SPN AC 9KA LOADKONTAKT | SPN MCB | 0
MDMC3209 | MDS | MCB | 32A | DP ,AC ,9KA LOADKONTAKT TYPE |  |  | 546 | 0 | 650 | 408 | 32A DP AC 9KA LOADKONTAKT | DP MCB | 0
MDMC3210 | MDS | MCB | 32A | TP ,AC ,9KA LOADKONTAKT TYPE |  |  | 832 | 0 | 1027 | 660 | 32A TP AC 9KA LOADKONTAKT | TP MCB | 0
MDMC3211 | MDS | MCB | 32A | TPN ,AC ,9KA LOADKONTAKT TYPE |  |  | 1082 | 0 | 1301 | 874 | 32A TPN AC 9KA LOADKONTAKT | TPN MCB | 0
MDMC3212 | MDS | MCB | 32A | 4P ,AC ,9KA LOADKONTAKT TYPE |  |  | 1251 | 0 | 1446 | 874 | 32A 4P AC 9KA LOADKONTAKT | 4P MCB | 0
MDMC3213 | MDS | MCB | 32A | SP ,DC ,9KA LOADKONTAKT TYPE |  |  | 288 | 0 | 197 | 256 | 32A SP DC 9KA LOADKONTAKT | SP DC MCB | 0
MDMC3214 | MDS | MCB | 32A | DP ,DC ,9KA LOADKONTAKT TYPE |  |  | 556 | 0 | 650 | 546 | 32A DP DC 9KA LOADKONTAKT | DP DC MCB | 0
MDMC3501 | MDS | MCB | 35A | SP - 3KA ,LOADATER TYPE |  |  | 362 | 0 | 362 | 335 | 35A SP 3KA LOADSTER | SP MCB | 0
MDMC3502 | MDS | MCB | 35A | SPN - 3KA ,LOADATER TYPE |  |  | 714 | 0 | 714 | 758 | 35A SPN 3KA LOADSTER | SPN MCB | 0
MDMC3503 | MDS | MCB | 35A | DP - 3KA ,LOADSTER TYPE |  |  | 781 | 0 | 781 | 758 | 35A DP 3KA LOADSTER | DP MCB | 0
MDMC3504 | MDS | MCB | 35A | TP - 3KA ,LOADSTER TYPE |  |  | 1185 | 0 | 1185 | 1032 | 35A TP 3KA LOADSTER | TP MCB | 0
MDMC3505 | MDS | MCB | 35A | TPN - 3KA ,LOADATER TYPE |  |  | 1483 | 0 | 1483 | 1434 | 35A TPN 3KA LOADSTER | TPN MCB | 0
MDMC3506 | MDS | MCB | 35A | 4P - 3KA ,LOADATER TYPE |  |  | 1597 | 0 | 1690 | 1434 | 35A 4P 3KA LOADSTER | 4P MCB | 0
MDMC4001 | MDS | MCB | 40A | SP - 3KA ,LOADATER TYPE |  |  | 362 | 0 | 362 | 335 | 40A SP 3KA LOADSTER | SP MCB | 0
MDMC4002 | MDS | MCB | 40A | SPN - 3KA ,LOADATER TYPE |  |  | 714 | 0 | 714 | 758 | 40A SPN 3KA LOADSTER | SPN MCB | 0
MDMC4003 | MDS | MCB | 40A | DP - 3KA ,LOADSTER TYPE |  |  | 781 | 0 | 781 | 758 | 40A DP 3KA LOADSTER | DP MCB | 0
MDMC4004 | MDS | MCB | 40A | TP - 3KA ,LOADSTER TYPE |  |  | 1185 | 0 | 1185 | 1032 | 40A TP 3KA LOADSTER | TP MCB | 0
MDMC4005 | MDS | MCB | 40A | TPN - 3KA ,LOADATER TYPE |  |  | 1483 | 0 | 1483 | 1434 | 40A TPN 3KA LOADSTER | TPN MCB | 0
MDMC4006 | MDS | MCB | 40A | 4P - 3KA ,LOADATER TYPE |  |  | 1597 | 0 | 1690 | 1434 | 40A 4P 3KA LOADSTER | 4P MCB | 0
MDMC4007 | MDS | MCB | 40A | SP ,AC ,9KA LOADKONTAKT TYPE |  |  | 362 | 0 | 383 | 284 | 40A SP AC 9KA LOADKONTAKT | SP MCB | 0
MDMC4008 | MDS | MCB | 40A | SPN ,AC ,9KA LOADKONTAKT TYPE |  |  | 714 | 0 | 754 | 595 | 40A SPN AC 9KA LOADKONTAKT | SPN MCB | 0
MDMC4009 | MDS | MCB | 40A | DP ,AC ,9KA LOADKONTAKT TYPE |  |  | 781 | 0 | 825 | 654 | 40A DP AC 9KA LOADKONTAKT | DP MCB | 0
MDMC4010 | MDS | MCB | 40A | TP ,AC ,9KA LOADKONTAKT TYPE |  |  | 1185 | 0 | 1251 | 996 | 40A TP AC 9KA LOADKONTAKT | TP MCB | 0
MDMC4011 | MDS | MCB | 40A | TPN ,AC ,9KA LOADKONTAKT TYPE |  |  | 1483 | 0 | 1600 | 1282 | 40A TPN AC 9KA LOADKONTAKT | TPN MCB | 0
MDMC4012 | MDS | MCB | 40A | 4P ,AC ,9KA LOADKONTAKT TYPE |  |  | 1597 | 0 | 1690 | 1282 | 40A 4P AC 9KA LOADKONTAKT | 4P MCB | 0
MDMC4013 | MDS | MCB | 40A | SP ,DC ,9KA LOADKONTAKT TYPE |  |  | 397 | 0 | 397 | 334 | 40A SP DC 2.5KA LOADKONTAKT | SP DC MCB | 0
MDMC4014 | MDS | MCB | 40A | DP ,DC ,9KA LOADKONTAKT TYPE |  |  | 814 | 0 | 814 | 680 | 40A DP DC 2.5KA LOADKONTAKT | DP DC MCB | 0
MDMC5001 | MDS | MCB | 50A | SP - 3KA ,LOADATER TYPE |  |  | 431 | 0 | 480 | 352 | 50A SP 3KA LOADSTER | SP MCB | 0
MDMC5002 | MDS | MCB | 50A | SPN - 3KA ,LOADATER TYPE |  |  | 824 | 0 | 986 | 790 | 50A SPN 3KA LOADSTER | SPN MCB | 0
MDMC5003 | MDS | MCB | 50A | DP - 3KA ,LOADSTER TYPE |  |  | 896 | 0 | 1096 | 790 | 50A DP 3KA LOADSTER | DP MCB | 0
MDMC5004 | MDS | MCB | 50A | TP - 3KA ,LOADSTER TYPE |  |  | 1314 | 0 | 1587 | 1074 | 50A TP 3KA LOADSTER | TP MCB | 0
MDMC5005 | MDS | MCB | 50A | TPN - 3KA ,LOADATER TYPE |  |  | 1632 | 0 | 1876 | 1478 | 50A TPN 3KA LOADSTER | TPN MCB | 0
MDMC5006 | MDS | MCB | 50A | 4P - 3KA ,LOADATER TYPE |  |  | 1747 | 0 | 2086 | 1478 | 50A 4P 3KA LOADSTER | 4P MCB | 0
MDMC5007 | MDS | MCB | 50A | SP ,AC ,9KA LOADKONTAKT TYPE |  |  | 431 | 0 | 480 | 284 | 50A SP AC 9KA LOADKONTAKT | SP MCB | 0
MDMC5008 | MDS | MCB | 50A | SPN ,AC ,9KA LOADKONTAKT TYPE |  |  | 824 | 0 | 986 | 595 | 50A SPN AC 9KA LOADKONTAKT | SPN MCB | 0
MDMC5009 | MDS | MCB | 50A | DP ,AC ,9KA LOADKONTAKT TYPE |  |  | 896 | 0 | 1096 | 654 | 50A DP AC 9KA LOADKONTAKT | DP MCB | 0
MDMC5010 | MDS | MCB | 50A | TP ,AC ,9KA LOADKONTAKT TYPE |  |  | 1314 | 0 | 1587 | 996 | 50A TP AC 9KA LOADKONTAKT | TP MCB | 0
MDMC5011 | MDS | MCB | 50A | TPN ,AC ,9KA LOADKONTAKT TYPE |  |  | 1632 | 0 | 1876 | 1282 | 50A TPN AC 9KA LOADKONTAKT | TPN MCB | 0
MDMC5012 | MDS | MCB | 50A | 4P ,AC ,9KA LOADKONTAKT TYPE |  |  | 1747 | 0 | 2086 | 1282 | 50A 4P AC 9KA LOADKONTAKT | 4P MCB | 0
MDMC5013 | MDS | MCB | 50A | SP ,DC ,9KA LOADKONTAKT TYPE |  |  | 479 | 0 | 480 | 334 | 50A SP DC 2.5KA LOADKONTAKT | SP DC MCB | 0
MDMC5014 | MDS | MCB | 50A | DP ,DC ,9KA LOADKONTAKT TYPE |  |  | 891 | 0 | 1096 | 680 | 50A DP DC 2.5KA LOADKONTAKT | DP DC MCB | 0
MDMC6001 | MDS | MCB | 60A | SP - 3KA ,LOADATER TYPE |  |  | 431 | 0 | 480 | 352 | 60A SP 3KA LOADSTER | SP MCB | 0
MDMC6002 | MDS | MCB | 60A | SPN - 3KA ,LOADATER TYPE |  |  | 824 | 0 | 986 | 790 | 60A SPN 3KA LOADSTER | SPN MCB | 0
MDMC6003 | MDS | MCB | 60A | DP - 3KA ,LOADSTER TYPE |  |  | 896 | 0 | 1096 | 790 | 60A DP 3KA LOADSTER | DP MCB | 0
MDMC6004 | MDS | MCB | 60A | TP - 3KA ,LOADSTER TYPE |  |  | 1314 | 0 | 1587 | 1074 | 60A TP 3KA LOADSTER | TP MCB | 0
MDMC6005 | MDS | MCB | 60A | TPN - 3KA ,LOADATER TYPE |  |  | 1632 | 0 | 1876 | 1478 | 60A TPN 3KA LOADSTER | TPN MCB | 0
MDMC6006 | MDS | MCB | 60A | 4P - 3KA ,LOADATER TYPE |  |  | 1747 | 0 | 2086 | 1478 | 60A 4P 3KA LOADSTER | 4P MCB | 0
MDMC6307 | MDS | MCB | 63A | SP ,AC ,9KA LOADKONTAKT TYPE |  |  | 431 | 0 | 480 | 284 | 63A SP AC 9KA LOADKONTAKT | SP MCB | 0
MDMC6308 | MDS | MCB | 63A | SPN ,AC ,9KA LOADKONTAKT TYPE |  |  | 824 | 0 | 986 | 595 | 63A SPN AC 9KA LOADKONTAKT | SPN MCB | 0
MDMC6309 | MDS | MCB | 63A | DP ,AC ,9KA LOADKONTAKT TYPE |  |  | 896 | 0 | 1096 | 654 | 63A DP AC 9KA LOADKONTAKT | DP MCB | 0
MDMC6310 | MDS | MCB | 63A | TP ,AC ,9KA LOADKONTAKT TYPE |  |  | 1314 | 0 | 1587 | 996 | 63A TP AC 9KA LOADKONTAKT | TP MCB | 0
MDMC6311 | MDS | MCB | 63A | TPN ,AC ,9KA LOADKONTAKT TYPE |  |  | 1632 | 0 | 1876 | 1282 | 63A TPN AC 9KA LOADKONTAKT | TPN MCB | 0
MDMC6312 | MDS | MCB | 63A | 4P ,AC ,9KA LOADKONTAKT TYPE |  |  | 1747 | 0 | 2086 | 1282 | 63A 4P AC 9KA LOADKONTAKT | 4P MCB | 0
MDMC6313 | MDS | MCB | 63A | SP ,DC ,9KA LOADKONTAKT TYPE |  |  | 479 | 0 | 480 | 334 | 63A SP DC 2.5KA LOADKONTAKT | SP DC MCB | 0
MDMC6314 | MDS | MCB | 63A | DP ,DC ,9KA LOADKONTAKT TYPE |  |  | 891 | 0 | 1096 | 680 | 63A DP DC 2.5KA LOADKONTAKT | DP DC MCB | 0
MDMCP501 | MDS | MCB | 0.5A | SP - 3KA ,LOADATER TYPE |  |  | 263 | 0 | 321 | 322 | 0.5A SP 3KA LOADSTER | SP MCB | 0
MDMCP507 | MDS | MCB | 0.5A | SP ,AC ,9KA LOADKONTAKT TYPE |  |  | 263 | 0 | 321 | 206 | 0.5A SP AC 9KA LOADKONTAKT | SP MCB | 0
MDMCP508 | MDS | MCB | 0.5A | SPN ,AC ,9KA LOADKONTAKT TYPE |  |  | 578 | 0 | 852 | 514 | 0.5A SPN AC 9KA LOADKONTAKT | SPN MCB | 0
MDMCP509 | MDS | MCB | 0.5A | DP ,AC ,9KA LOADKONTAKT TYPE |  |  | 686 | 0 | 898 | 560 | 0.5A DP AC 9KA LOADKONTAKT | DP MCB | 0
MDMCP510 | MDS | MCB | 0.5A | TP ,AC ,9KA LOADKONTAKT TYPE |  |  | 929 | 0 | 1237 | 854 | 0.5A TP AC 9KA LOADKONTAKT | TP MCB | 0
MDMCP511 | MDS | MCB | 0.5A | TPN ,AC ,9KA LOADKONTAKT TYPE |  |  | 1251 | 0 | 1597 | 1082 | 0.5A TPN AC 9KA LOADKONTAKT | TPN MCB | 0
MDMCP512 | MDS | MCB | 0.5A | 4P ,AC ,9KA LOADKONTAKT TYPE |  |  | 1378 | 0 | 1702 | 1082 | 0.5A 4P AC 9KA LOADKONTAKT | 4P MCB | 0
MDMCP513 | MDS | MCB | 0.5A | SP ,DC ,9KA LOADKONTAKT TYPE |  |  | 314 | 0 | 321 | 298 | 0.5A SP DC 2.5KA LOADKONTAKT | SP DC MCB | 0
MDMCP514 | MDS | MCB | 0.5A | DP ,DC ,9KA LOADKONTAKT TYPE |  |  | 721 | 0 | 898 | 618 | 0.5A DP DC 2.5KA LOADKONTAKT | DP DC MCB | 0
MISP | MINILEC | SPPR |  |  |  |  | 1325 | 0 | 1325 | 1225 |  | SPPR | 0
PCCA01 | POWERCAP | CAPACITOR | 1 KVAR |  |  |  | 265 | 0 | 265 | 265 | 1 KVAR | CAPACITOR | 0
PCCA02 | POWERCAP | CAPACITOR | 2 KVAR |  |  |  | 530 | 0 | 530 | 530 | 2 KVAR | CAPACITOR | 0
PCCA03 | POWERCAP | CAPACITOR | 3 KVAR |  |  |  | 795 | 0 | 795 | 795 | 3 KVAR | CAPACITOR | 0
PCCA04 | POWERCAP | CAPACITOR | 4 KVAR |  |  |  | 1060 | 0 | 1060 | 1060 | 4 KVAR | CAPACITOR | 0
PCCA05 | POWERCAP | CAPACITOR | 5 KVAR |  |  |  | 1325 | 0 | 1325 | 1325 | 5 KVAR | CAPACITOR | 0
PCCA07 | POWERCAP | CAPACITOR | 7.5KVAR |  |  |  | 1990 | 0 | 1990 | 1990 | 7.5KVAR | CAPACITOR | 0
PCCA10 | POWERCAP | CAPACITOR | 10 KVAR |  |  |  | 2650 | 0 | 2650 | 2650 | 10 KVAR | CAPACITOR | 0
PCCA12 | POWERCAP | CAPACITOR | 12.5KVAR |  |  |  | 3315 | 0 | 3315 | 3315 | 12.5KVAR | CAPACITOR | 0
PCCA15 | POWERCAP | CAPACITOR | 15KVAR |  |  |  | 3975 | 0 | 3975 | 3975 | 15KVAR | CAPACITOR | 0
PCCA20 | POWERCAP | CAPACITOR | 20KVAR |  |  |  | 5300 | 0 | 5300 | 5300 | 20KVAR | CAPACITOR | 0
PCCA25 | POWERCAP | CAPACITOR | 25KVAR |  |  |  | 6625 | 0 | 6625 | 6625 | 25KVAR | CAPACITOR | 0
PRAN | PROCON | ANNUNCIATOR |  |  |  |  | 650 | 0 | 650 | 650 |  | ANNUNCIATION WINDOW | 0
RCIL00SR | RAAS CONTROLS | INDICATING LAMP |  | SERIES RESISTOR TYPE |  | RCB2-BV7 +RB2-BY | 131 | 82 | 131 | 82 | SERIES RESISTOR TYPE | INDICATING LAMP | 82
RCPB1101 | RAAS CONTROLS | PUSH BUTTON | 1NO+1NC | SHROUDED TYPE | RCB2-BA | RCB2-BA + RB2-BZ103 + RB2-BY | 185 | 130 | 185 | 150 | 1NO+1NC SHROUDED TYPE | PUSH BUTTON | 0
RCPB1102 | RAAS CONTROLS | PUSH BUTTON | 1NO+1NC | MUSHROOM STAYPUT | RCB2-BS5 | RCB2-BS5 + RB2-BZ103 + RB2-BY | 291 | 210 | 291 | 160 | 1NO+1NC MUSHROOM STAYPUT | PUSH BUTTON | 164
RCPB11I1 | RAAS CONTROLS | PUSH BUTTON | 1NO+1NC | ILLUMINATED FLUSH W/O SERIES RESISTOR | RCB2-BW3*6 | RCB2-BW3*6 + RB2-BZ103 + RB2-BY | 263 | 195 | 263 | 177 | 1NO+1NC ILL. FLUSH W/O RESISTOR | ILLUMINATED PUSH BUTTON | 107
RCPB11I2 | RAAS CONTROLS | PUSH BUTTON | 1NO+1NC | ILLUMINATED PROJ. W/O SERIES RESISTOR | RCB2-BW1*6 | RCB2-BW1*6 + RB2-BZ103 + RB2-BY | 263 | 195 | 263 | 177 | 1NO+1NC ILL. PROJ. W/O RESISTOR | ILLUMINATED PUSH BUTTON | 107
RCPB11I3 | RAAS CONTROLS | PUSH BUTTON | 1NO+1NC | ILLUMINATED FLUSH WITH SERIES RESISTOR | RCB2-BW3*7 | RCB2-BW3*7 + RB2-BZ103 + RB2-BY | 263 | 200 | 263 | 182 | 1NO+1NC ILL. FLUSH WITH RESISTOR | ILLUMINATED PUSH BUTTON | 112
RCPB11I4 | RAAS CONTROLS | PUSH BUTTON | 1NO+1NC | ILLUMINATED PROJ. WITH SERIES RESISTOR | RCB2-BW1*7 | RCB2-BW1*7 + RB2-BZ103 + RB2-BY | 263 | 200 | 263 | 182 | 1NO+1NC ILL. PROJ. WITH RESISTOR | ILLUMINATED PUSH BUTTON | 112
RCPB11I5 | RAAS CONTROLS | PUSH BUTTON | 1NO+1NC | ILLUMINATED DOUBLE FLUSH WITH RESISTOR | RCB2-BW876 | RCB2-BW876 + RB2-BZ103 + RB2-BY | 454 | 300 | 454 | 150 | 1NO+1NC ILL.DOUBLE FLUSH WITH RESISTOR | ILLUMINATED PUSH BUTTON | 80
RCPB11I6 | RAAS CONTROLS | PUSH BUTTON | 1NO+1NC | ILLUMINATED DOUBLE FLUSH W/O RESISTOR | RCB2-BWN876 | RCB2-BWN876 + RB2-BZ103 + RB2-BY | 454 | 230 | 454 | 212 | 1NO+1NC ILL.DOUBLE FLUSH W/O RESISTOR | ILLUMINATED PUSH BUTTON | 145
RCPB2201 | RAAS CONTROLS | PUSH BUTTON | 2NO+2NC | SHROUDED TYPE | RCB2-BA | 2( RB2-BZ103) + RB2-BY | 303 | 220 | 303 | 220 | 2NO+2NC SHROUDED TYPE | PUSH BUTTON | 0
RCPB2202 | RAAS CONTROLS | PUSH BUTTON | 2NO+2NC | MUSHROOM STAYPUT | RCB2-BS5 | 2( RB2-BZ103) + RB2-BY | 409 | 300 | 409 | 238 | 2NO+2NC MUSHROOM STAYPUT | PUSH BUTTON | 236
RCPB22I1 | RAAS CONTROLS | PUSH BUTTON | 2NO+2NC | ILLUMINATED FLUSH W/O SERIES RESISTOR | RCB2-BW3*6 | 2( RB2-BZ103) + RB2-BY | 381 | 285 | 381 | 249 | 2NO+2NC ILL. FLUSH W/O RESISTOR | ILLUMINATED PUSH BUTTON | 179
RCPB22I2 | RAAS CONTROLS | PUSH BUTTON | 2NO+2NC | ILLUMINATED PROJ. W/O SERIES RESISTOR | RCB2-BW1*6 | 2( RB2-BZ103) + RB2-BY | 381 | 285 | 381 | 249 | 2NO+2NC ILL. PROJ. W/O RESISTOR | ILLUMINATED PUSH BUTTON | 179
RCPB22I3 | RAAS CONTROLS | PUSH BUTTON | 2NO+2NC | ILLUMINATED FLUSH WITH SERIES RESISTOR | RCB2-BW3*7 | 2( RB2-BZ103) + RB2-BY | 381 | 290 | 381 | 254 | 2NO+2NC ILL. FLUSH WITH RESISTOR | ILLUMINATED PUSH BUTTON | 184
RCPB22I4 | RAAS CONTROLS | PUSH BUTTON | 2NO+2NC | ILLUMINATED PROJ. WITH SERIES RESISTOR | RCB2-BW1*7 | 2( RB2-BZ103) + RB2-BY | 381 | 290 | 381 | 254 | 2NO+2NC ILL. PROJ. WITH RESISTOR | ILLUMINATED PUSH BUTTON | 184
RCPB22I5 | RAAS CONTROLS | PUSH BUTTON | 2NO+2NC | ILLUMINATED DOUBLE FLUSH WITH RESISTOR | RCB2-BW876 | 2( RB2-BZ103) + RB2-BY | 572 | 400 | 572 | 294 | 2NO+2NC ILL.DOUBLE FLUSH WITH RESISTOR | ILLUMINATED PUSH BUTTON | 224
RCPB22I6 | RAAS CONTROLS | PUSH BUTTON | 2NO+2NC | ILLUMINATED DOUBLE FLUSH W/O RESISTOR | RCB2-BWN876 | 2( RB2-BZ103) + RB2-BY | 572 | 320 | 572 | 356 | 2NO+2NC ILL.DOUBLE FLUSH W/O RESISTOR | ILLUMINATED PUSH BUTTON | 289
RCRP | RAAS CONTROLS | RESET PUSH BUTTON |  |  |  |  | 250 | 215 | 250 | 176 |  | O/L RELAY RESET PUSH BUTTON | 0
RCRPSP | RAAS CONTROLS | SPPR RESET PUSH BUTTON |  |  |  |  | 220 | 155 | 220 | 176 |  | SPPR RESET PUSH BUTTON | 0
REHO | REPUTED | HOOTER |  |  |  |  | 850 | 650 | 850 | 650 |  | HOOTER | 0
SDFR | SYSTEMS & DEVICES | FLASHER RELAY | 110 x 70 x 125 | PROJECTION MOUNTING |  |  | 900 | 0 | 900 | 750 | 110 x 70 x 125 (PROJECTION) | FLASHER RELAY | 0
CSCM1102 | C&S | CT FOR METERING | 100A | TAPE INSULATED, INS. CLASS A |  | 0 | 489 | 0 | 489 | 300 | 100A,TAPE CL.A | CT FOR METERING | 0
CSCM1103 | C&S | CT FOR METERING | 100A | TAPE INSULATED, INS. CLASS E |  |  | 489 | 0 | 489 | 300 | 100A,TAPE CL.E | CT FOR METERING | 0
CSCM1104 | C&S | CT FOR METERING | 100A | CAST RESIN |  |  | 872 | 0 | 1028 | 430 | 100A,CAST RESIN | CT FOR METERING | 0
CSCM1202 | C&S | CT FOR METERING | 1000A | TAPE INSULATED, INS. CLASS A |  |  | 372 | 0 | 372 | 245 | 1000A,TAPE CL.A | CT FOR METERING | 0
CSCM1203 | C&S | CT FOR METERING | 1000A | TAPE INSULATED, INS. CLASS E |  |  | 372 | 0 | 372 | 245 | 1000A,TAPE CL.E | CT FOR METERING | 0
CSCM1204 | C&S | CT FOR METERING | 1000A | CAST RESIN |  |  | 590 | 0 | 690 | 440 | 1000A,CAST RESIN | CT FOR METERING | 0
CSCM1402 | C&S | CT FOR METERING | 1250A | TAPE INSULATED, INS. CLASS A |  |  | 365 | 0 | 365 | 255 | 1250A,TAPE CL.A | CT FOR METERING | 0
CSCM1403 | C&S | CT FOR METERING | 1250A | TAPE INSULATED, INS. CLASS E |  |  | 365 | 0 | 365 | 255 | 1250A,TAPE CL.E | CT FOR METERING | 0
CSCM1404 | C&S | CT FOR METERING | 1250A | CAST RESIN |  |  | 700 | 0 | 822 | 480 | 1250A,CAST RESIN | CT FOR METERING | 0
CSCM1602 | C&S | CT FOR METERING | 150A | TAPE INSULATED, INS. CLASS A |  |  | 309 | 0 | 309 | 300 | 150A,TAPE CL.A | CT FOR METERING | 0
CSCM1603 | C&S | CT FOR METERING | 150A | TAPE INSULATED, INS. CLASS E |  |  | 309 | 0 | 309 | 300 | 150A,TAPE CL.E | CT FOR METERING | 0
CSCM1604 | C&S | CT FOR METERING | 150A | CAST RESIN |  |  | 1190 | 0 | 1420 | 430 | 150A,CAST RESIN | CT FOR METERING | 0
CSCM1802 | C&S | CT FOR METERING | 1600A | TAPE INSULATED, INS. CLASS A |  |  | 365 | 0 | 365 | 295 | 1600A,TAPE CL.A | CT FOR METERING | 0
CSCM1803 | C&S | CT FOR METERING | 1600A | TAPE INSULATED, INS. CLASS E |  |  | 365 | 0 | 365 | 295 | 1600A,TAPE CL.E | CT FOR METERING | 0
CSCM1804 | C&S | CT FOR METERING | 1600A | CAST RESIN |  |  | 774 | 0 | 908 | 540 | 1600A,CAST RESIN | CT FOR METERING | 0
CSCM2102 | C&S | CT FOR METERING | 200A | TAPE INSULATED, INS. CLASS A |  |  | 274 | 0 | 274 | 195 | 200A,TAPE CL.A | CT FOR METERING | 0
CSCM2103 | C&S | CT FOR METERING | 200A | TAPE INSULATED, INS. CLASS E |  |  | 274 | 0 | 274 | 195 | 200A,TAPE CL.E | CT FOR METERING | 0
CSCM2104 | C&S | CT FOR METERING | 200A | CAST RESIN |  |  | 798 | 0 | 950 | 460 | 200A,CAST RESIN | CT FOR METERING | 0
CSCM2202 | C&S | CT FOR METERING | 2000A | TAPE INSULATED, INS. CLASS A |  |  | 320 | 0 | 320 | 320 | 2000A,TAPE CL.A | CT FOR METERING | 0
CSCM2203 | C&S | CT FOR METERING | 2000A | TAPE INSULATED, INS. CLASS E |  |  | 320 | 0 | 320 | 320 | 2000A,TAPE CL.E | CT FOR METERING | 0
CSCM2204 | C&S | CT FOR METERING | 2000A | CAST RESIN |  |  | 1080 | 0 | 1260 | 590 | 2000A,CAST RESIN | CT FOR METERING | 0
CSCM2602 | C&S | CT FOR METERING | 250A | TAPE INSULATED, INS. CLASS A |  |  | 195 | 0 | 195 | 195 | 250A,TAPE CL.A | CT FOR METERING | 0
CSCM2603 | C&S | CT FOR METERING | 250A | TAPE INSULATED, INS. CLASS E |  |  | 195 | 0 | 195 | 195 | 250A,TAPE CL.E | CT FOR METERING | 0
CSCM2604 | C&S | CT FOR METERING | 250A | CAST RESIN |  |  | 532 | 0 | 632 | 360 | 250A,CAST RESIN | CT FOR METERING | 0
CSCM2702 | C&S | CT FOR METERING | 2500A | TAPE INSULATED, INS. CLASS A |  |  | 345 | 0 | 345 | 345 | 2500A,TAPE CL.A | CT FOR METERING | 0
CSCM2703 | C&S | CT FOR METERING | 2500A | TAPE INSULATED, INS. CLASS E |  |  | 345 | 0 | 345 | 345 | 2500A,TAPE CL.E | CT FOR METERING | 0
CSCM2704 | C&S | CT FOR METERING | 2500A | CAST RESIN |  |  | 1280 | 0 | 1490 | 710 | 2500A,CAST RESIN | CT FOR METERING | 0
CSCM3102 | C&S | CT FOR METERING | 300A | TAPE INSULATED, INS. CLASS A |  |  | 309 | 0 | 309 | 195 | 300A,TAPE CL.A | CT FOR METERING | 0
CSCM3103 | C&S | CT FOR METERING | 300A | TAPE INSULATED, INS. CLASS E |  |  | 309 | 0 | 309 | 195 | 300A,TAPE CL.E | CT FOR METERING | 0
CSCM3104 | C&S | CT FOR METERING | 300A | CAST RESIN |  |  | 462 | 0 | 548 | 360 | 300A,CAST RESIN | CT FOR METERING | 0
CSCM3402 | C&S | CT FOR METERING | 3200A | TAPE INSULATED, INS. CLASS A |  |  | 430 | 0 | 430 | 430 | 3200A,TAPE CL.A | CT FOR METERING | 0
CSCM3403 | C&S | CT FOR METERING | 3200A | TAPE INSULATED, INS. CLASS E |  |  | 430 | 0 | 430 | 430 | 3200A,TAPE CL.E | CT FOR METERING | 0
CSCM3404 | C&S | CT FOR METERING | 3200A | CAST RESIN |  |  | 1458 | 0 | 1695 | 800 | 3200A,CAST RESIN | CT FOR METERING | 0
CSCM4102 | C&S | CT FOR METERING | 400A | TAPE INSULATED, INS. CLASS A |  |  | 309 | 0 | 309 | 195 | 400A,TAPE CL.A | CT FOR METERING | 0
CSCM4103 | C&S | CT FOR METERING | 400A | TAPE INSULATED, INS. CLASS E |  |  | 309 | 0 | 309 | 195 | 400A,TAPE CL.E | CT FOR METERING | 0
CSCM4104 | C&S | CT FOR METERING | 400A | CAST RESIN |  |  | 430 | 0 | 510 | 360 | 400A,CAST RESIN | CT FOR METERING | 0
CSCM5102 | C&S | CT FOR METERING | 500A | TAPE INSULATED, INS. CLASS A |  |  | 263 | 0 | 263 | 200 | 500A,TAPE CL.A | CT FOR METERING | 0
CSCM5103 | C&S | CT FOR METERING | 500A | TAPE INSULATED, INS. CLASS E |  |  | 263 | 0 | 263 | 200 | 500A,TAPE CL.E | CT FOR METERING | 0
CSCM5104 | C&S | CT FOR METERING | 500A | CAST RESIN |  |  | 460 | 0 | 544 | 360 | 500A,CAST RESIN | CT FOR METERING | 0
CSCM6102 | C&S | CT FOR METERING | 600A | TAPE INSULATED, INS. CLASS A |  |  | 286 | 0 | 286 | 205 | 600A,TAPE CL.A | CT FOR METERING | 0
CSCM6103 | C&S | CT FOR METERING | 600A | TAPE INSULATED, INS. CLASS E |  |  | 286 | 0 | 286 | 205 | 600A,TAPE CL.E | CT FOR METERING | 0
CSCM6104 | C&S | CT FOR METERING | 600A | CAST RESIN |  |  | 465 | 0 | 548 | 370 | 600A,CAST RESIN | CT FOR METERING | 0
CSCM7502 | C&S | CT FOR METERING | 75A | TAPE INSULATED, INS. CLASS A |  |  | 268 | 0 | 268 | 180 | 75A,TAPE CL.A | CT FOR METERING | 0
CSCM7503 | C&S | CT FOR METERING | 75A | TAPE INSULATED, INS. CLASS E |  |  | 268 | 0 | 268 | 180 | 75A,TAPE CL.E | CT FOR METERING | 0
CSCM7504 | C&S | CT FOR METERING | 75A | CAST RESIN |  |  | 756 | 0 | 890 | 415 | 75A,CAST RESIN | CT FOR METERING | 0
CSCM8102 | C&S | CT FOR METERING | 800A | TAPE INSULATED, INS. CLASS A |  |  | 365 | 0 | 365 | 240 | 800A,TAPE CL.A | CT FOR METERING | 0
CSCM8103 | C&S | CT FOR METERING | 800A | TAPE INSULATED, INS. CLASS E |  |  | 365 | 0 | 365 | 240 | 800A,TAPE CL.E | CT FOR METERING | 0
CSCM8104 | C&S | CT FOR METERING | 800A | CAST RESIN |  |  | 505 | 0 | 594 | 440 | 800A,CAST RESIN | CT FOR METERING | 0
CSCP1101 | C&S | CT FOR PROTECTION | 100A | 5P10, TAPE INSULATED, INS. CLASS A |  |  | 1240 | 0 | 1364 | 1240 | 100A 5P10,TAPE CL.A | CT FOR PROTECTION | 0
CSCP1103 | C&S | CT FOR PROTECTION | 100A | 5P10, TAPE INSULATED, INS. CLASS E |  |  | 1240 | 0 | 1364 | 1240 | 100A 5P10,TAPE CL.E | CT FOR PROTECTION | 0
CSCP1104 | C&S | CT FOR PROTECTION | 100A | 5P10, CAST RESIN |  |  | 2828 | 0 | 2828 | 1930 | 100A 5P10,CAST RESIN | CT FOR PROTECTION | 0
CSCP1106 | C&S | CT FOR PROTECTION | 100A | 5P15, TAPE INSULATED, INS. CLASS A |  |  | 2070 | 0 | 2277 | 2070 | 100A 5P15,TAPE CL.A | CT FOR PROTECTION | 0
CSCP1108 | C&S | CT FOR PROTECTION | 100A | 5P15, TAPE INSULATED, INS. CLASS E |  |  | 2070 | 0 | 2277 | 2070 | 100A 5P15,TAPE CL.E | CT FOR PROTECTION | 0
CSCP1109 | C&S | CT FOR PROTECTION | 100A | 5P15, CAST RESIN |  |  | 2890 | 0 | 3179 | 2890 | 100A 5P15,CAST RESIN | CT FOR PROTECTION | 0
CSCP1111 | C&S | CT FOR PROTECTION | 100A | 5P20, TAPE INSULATED ,INS. CLASS A |  |  | 2620 | 0 | 2882 | 2620 | 100A 5P20,TAPE CL.A | CT FOR PROTECTION | 0
CSCP1113 | C&S | CT FOR PROTECTION | 100A | 5P20, TAPE INSULATED ,INS. CLASS E |  |  | 2620 | 0 | 2882 | 2620 | 100A 5P20,TAPE CL.E | CT FOR PROTECTION | 0
CSCP1114 | C&S | CT FOR PROTECTION | 100A | 5P20, CAST RESIN |  |  | 5223 | 0 | 5223 | 3660 | 100A 5P20,CAST RESIN | CT FOR PROTECTION | 0
CSCP1116 | C&S | CT FOR PROTECTION | 100A | 10P10, TAPE INSULATED ,INS. CLASS A |  |  | 1240 | 0 | 1364 | 1240 | 100A 10P10,TAPE CL.A | CT FOR PROTECTION | 0
CSCP1118 | C&S | CT FOR PROTECTION | 100A | 10P10, TAPE INSULATED ,INS. CLASS E |  |  | 1240 | 0 | 1364 | 1240 | 100A 10P10,TAPE CL.E | CT FOR PROTECTION | 0
CSCP1119 | C&S | CT FOR PROTECTION | 100A | 10P10, CAST RESIN |  |  | 1930 | 0 | 2123 | 1930 | 100A 10P10,CAST RESIN | CT FOR PROTECTION | 0
CSCP1121 | C&S | CT FOR PROTECTION | 100A | 10P20, TAPE INSULATED, INS. CLASS A |  |  | 2620 | 0 | 2882 | 2620 | 100A 10P20,TAPE CL.A | CT FOR PROTECTION | 0
CSCP1123 | C&S | CT FOR PROTECTION | 100A | 10P20, TAPE INSULATED, INS. CLASS E |  |  | 2620 | 0 | 2882 | 2620 | 100A 10P20,TAPE CL.E | CT FOR PROTECTION | 0
CSCP1124 | C&S | CT FOR PROTECTION | 100A | 10P20, CAST RESIN |  |  | 3660 | 0 | 4026 | 3660 | 100A 10P20,CAST RESIN | CT FOR PROTECTION | 0
CSCP1201 | C&S | CT FOR PROTECTION | 1000A | 5P10, TAPE INSULATED, INS. CLASS A |  |  | 620 | 0 | 682 | 620 | 1000A 5P10,TAPE CL.A | CT FOR PROTECTION | 0
CSCP1203 | C&S | CT FOR PROTECTION | 1000A | 5P10, TAPE INSULATED, INS. CLASS E |  |  | 620 | 0 | 682 | 620 | 1000A 5P10,TAPE CL.E | CT FOR PROTECTION | 0
CSCP1204 | C&S | CT FOR PROTECTION | 1000A | 5P10, CAST RESIN |  |  | 1350 | 0 | 1588 | 930 | 1000A 5P10,CAST RESIN | CT FOR PROTECTION | 0
CSCP1206 | C&S | CT FOR PROTECTION | 1000A | 5P15, TAPE INSULATED, INS. CLASS A |  |  | 980 | 0 | 1078 | 980 | 1000A 5P15,TAPE CL.A | CT FOR PROTECTION | 0
CSCP1208 | C&S | CT FOR PROTECTION | 1000A | 5P15, TAPE INSULATED, INS. CLASS E |  |  | 980 | 0 | 1078 | 980 | 1000A 5P15,TAPE CL.E | CT FOR PROTECTION | 0
CSCP1209 | C&S | CT FOR PROTECTION | 1000A | 5P15, CAST RESIN |  |  | 1470 | 0 | 1617 | 1470 | 1000A 5P15,CAST RESIN | CT FOR PROTECTION | 0
CSCP1211 | C&S | CT FOR PROTECTION | 1000A | 5P20, TAPE INSULATED ,INS. CLASS A |  |  | 1220 | 0 | 1342 | 1220 | 1000A 5P20,TAPE CL.A | CT FOR PROTECTION | 0
CSCP1213 | C&S | CT FOR PROTECTION | 1000A | 5P20, TAPE INSULATED ,INS. CLASS E |  |  | 1220 | 0 | 1342 | 1220 | 1000A 5P20,TAPE CL.E | CT FOR PROTECTION | 0
CSCP1214 | C&S | CT FOR PROTECTION | 1000A | 5P20, CAST RESIN |  |  | 2698 | 0 | 3177 | 1830 | 1000A 5P20,CAST RESIN | CT FOR PROTECTION | 0
CSCP1216 | C&S | CT FOR PROTECTION | 1000A | 10P10, TAPE INSULATED ,INS. CLASS A |  |  | 620 | 0 | 682 | 620 | 1000A 10P10,TAPE CL.A | CT FOR PROTECTION | 0
CSCP1218 | C&S | CT FOR PROTECTION | 1000A | 10P10, TAPE INSULATED ,INS. CLASS E |  |  | 620 | 0 | 682 | 620 | 1000A 10P10,TAPE CL.E | CT FOR PROTECTION | 0
CSCP1219 | C&S | CT FOR PROTECTION | 1000A | 10P10, CAST RESIN |  |  | 930 | 0 | 1023 | 930 | 1000A 10P10,CAST RESIN | CT FOR PROTECTION | 0
CSCP1221 | C&S | CT FOR PROTECTION | 1000A | 10P20, TAPE INSULATED, INS. CLASS A |  |  | 1220 | 0 | 1342 | 1220 | 1000A 10P20,TAPE CL.A | CT FOR PROTECTION | 0
CSCP1223 | C&S | CT FOR PROTECTION | 1000A | 10P20, TAPE INSULATED, INS. CLASS E |  |  | 1220 | 0 | 1342 | 1220 | 1000A 10P20,TAPE CL.E | CT FOR PROTECTION | 0
CSCP1224 | C&S | CT FOR PROTECTION | 1000A | 10P20, CAST RESIN |  |  | 1830 | 0 | 2013 | 1830 | 1000A 10P20,CAST RESIN | CT FOR PROTECTION | 0
CSCP1401 | C&S | CT FOR PROTECTION | 1250A | 5P10, TAPE INSULATED, INS. CLASS A |  |  | 620 | 0 | 682 | 620 | 1250A 5P10,TAPE CL.A | CT FOR PROTECTION | 0
CSCP1403 | C&S | CT FOR PROTECTION | 1250A | 5P10, TAPE INSULATED, INS. CLASS E |  |  | 620 | 0 | 682 | 620 | 1250A 5P10,TAPE CL.E | CT FOR PROTECTION | 0
CSCP1404 | C&S | CT FOR PROTECTION | 1250A | 5P10, CAST RESIN |  |  | 1537 | 0 | 1807 | 930 | 1250A 5P10,CAST RESIN | CT FOR PROTECTION | 0
CSCP1406 | C&S | CT FOR PROTECTION | 1250A | 5P15, TAPE INSULATED, INS. CLASS A |  |  | 980 | 0 | 1078 | 980 | 1250A 5P15,TAPE CL.A | CT FOR PROTECTION | 0
CSCP1408 | C&S | CT FOR PROTECTION | 1250A | 5P15, TAPE INSULATED, INS. CLASS E |  |  | 980 | 0 | 1078 | 980 | 1250A 5P15,TAPE CL.E | CT FOR PROTECTION | 0
CSCP1409 | C&S | CT FOR PROTECTION | 1250A | 5P15, CAST RESIN |  |  | 1470 | 0 | 1617 | 1470 | 1250A 5P15,CAST RESIN | CT FOR PROTECTION | 0
CSCP1411 | C&S | CT FOR PROTECTION | 1250A | 5P20, TAPE INSULATED ,INS. CLASS A |  |  | 1220 | 0 | 1342 | 1220 | 1250A 5P20,TAPE CL.A | CT FOR PROTECTION | 0
CSCP1413 | C&S | CT FOR PROTECTION | 1250A | 5P20, TAPE INSULATED ,INS. CLASS E |  |  | 1220 | 0 | 1342 | 1220 | 1250A 5P20,TAPE CL.E | CT FOR PROTECTION | 0
CSCP1414 | C&S | CT FOR PROTECTION | 1250A | 5P20, CAST RESIN |  |  | 2924 | 0 | 3445 | 1830 | 1250A 5P20,CAST RESIN | CT FOR PROTECTION | 0
CSCP1416 | C&S | CT FOR PROTECTION | 1250A | 10P10, TAPE INSULATED ,INS. CLASS A |  |  | 620 | 0 | 682 | 620 | 1250A 10P10,TAPE CL.A | CT FOR PROTECTION | 0
CSCP1418 | C&S | CT FOR PROTECTION | 1250A | 10P10, TAPE INSULATED ,INS. CLASS E |  |  | 620 | 0 | 682 | 620 | 1250A 10P10,TAPE CL.E | CT FOR PROTECTION | 0
CSCP1419 | C&S | CT FOR PROTECTION | 1250A | 10P10, CAST RESIN |  |  | 930 | 0 | 1023 | 930 | 1250A 10P10,CAST RESIN | CT FOR PROTECTION | 0
CSCP1421 | C&S | CT FOR PROTECTION | 1250A | 10P20, TAPE INSULATED, INS. CLASS A |  |  | 1220 | 0 | 1342 | 1220 | 1250A 10P20,TAPE CL.A | CT FOR PROTECTION | 0
CSCP1423 | C&S | CT FOR PROTECTION | 1250A | 10P20, TAPE INSULATED, INS. CLASS E |  |  | 1220 | 0 | 1342 | 1220 | 1250A 10P20,TAPE CL.E | CT FOR PROTECTION | 0
CSCP1424 | C&S | CT FOR PROTECTION | 1250A | 10P20, CAST RESIN |  |  | 1830 | 0 | 2013 | 1830 | 1250A 10P20,CAST RESIN | CT FOR PROTECTION | 0
CSCP1601 | C&S | CT FOR PROTECTION | 150A | 5P10, TAPE INSULATED, INS. CLASS A |  |  | 1380 | 0 | 1518 | 1380 | 150A 5P10,TAPE CL.A | CT FOR PROTECTION | 0
CSCP1603 | C&S | CT FOR PROTECTION | 150A | 5P10, TAPE INSULATED, INS. CLASS E |  |  | 1380 | 0 | 1518 | 1380 | 150A 5P10,TAPE CL.E | CT FOR PROTECTION | 0
CSCP1604 | C&S | CT FOR PROTECTION | 150A | 5P10, CAST RESIN |  |  | 2828 | 0 | 3382 | 1930 | 150A 5P10,CAST RESIN | CT FOR PROTECTION | 0
CSCP1606 | C&S | CT FOR PROTECTION | 150A | 5P15, TAPE INSULATED, INS. CLASS A |  |  | 2070 | 0 | 2277 | 2070 | 150A 5P15,TAPE CL.A | CT FOR PROTECTION | 0
CSCP1608 | C&S | CT FOR PROTECTION | 150A | 5P15, TAPE INSULATED, INS. CLASS E |  |  | 2070 | 0 | 2277 | 2070 | 150A 5P15,TAPE CL.E | CT FOR PROTECTION | 0
CSCP1609 | C&S | CT FOR PROTECTION | 150A | 5P15, CAST RESIN |  |  | 2890 | 0 | 3179 | 2890 | 150A 5P15,CAST RESIN | CT FOR PROTECTION | 0
CSCP1611 | C&S | CT FOR PROTECTION | 150A | 5P20, TAPE INSULATED ,INS. CLASS A |  |  | 2620 | 0 | 2882 | 2620 | 150A 5P20,TAPE CL.A | CT FOR PROTECTION | 0
CSCP1613 | C&S | CT FOR PROTECTION | 150A | 5P20, TAPE INSULATED ,INS. CLASS E |  |  | 2620 | 0 | 2882 | 2620 | 150A 5P20,TAPE CL.E | CT FOR PROTECTION | 0
CSCP1614 | C&S | CT FOR PROTECTION | 150A | 5P20, CAST RESIN |  |  | 5223 | 0 | 6245 | 3660 | 150A 5P20,CAST RESIN | CT FOR PROTECTION | 0
CSCP1616 | C&S | CT FOR PROTECTION | 150A | 10P10, TAPE INSULATED ,INS. CLASS A |  |  | 1360 | 0 | 1496 | 1360 | 150A 10P10,TAPE CL.A | CT FOR PROTECTION | 0
CSCP1618 | C&S | CT FOR PROTECTION | 150A | 10P10, TAPE INSULATED ,INS. CLASS E |  |  | 1360 | 0 | 1496 | 1360 | 150A 10P10,TAPE CL.E | CT FOR PROTECTION | 0
CSCP1619 | C&S | CT FOR PROTECTION | 150A | 10P10, CAST RESIN |  |  | 1930 | 0 | 2123 | 1930 | 150A 10P10,CAST RESIN | CT FOR PROTECTION | 0
CSCP1621 | C&S | CT FOR PROTECTION | 150A | 10P20, TAPE INSULATED, INS. CLASS A |  |  | 2620 | 0 | 2882 | 2620 | 150A 10P20,TAPE CL.A | CT FOR PROTECTION | 0
CSCP1623 | C&S | CT FOR PROTECTION | 150A | 10P20, TAPE INSULATED, INS. CLASS E |  |  | 2620 | 0 | 2882 | 2620 | 150A 10P20,TAPE CL.E | CT FOR PROTECTION | 0
CSCP1624 | C&S | CT FOR PROTECTION | 150A | 10P20, CAST RESIN |  |  | 3660 | 0 | 4026 | 3660 | 150A 10P20,CAST RESIN | CT FOR PROTECTION | 0
CSCP1801 | C&S | CT FOR PROTECTION | 1600A | 5P10, TAPE INSULATED, INS. CLASS A |  |  | 680 | 0 | 748 | 680 | 1600A 5P10,TAPE CL.A | CT FOR PROTECTION | 0
CSCP1803 | C&S | CT FOR PROTECTION | 1600A | 5P10, TAPE INSULATED, INS. CLASS E |  |  | 680 | 0 | 748 | 680 | 1600A 5P10,TAPE CL.E | CT FOR PROTECTION | 0
CSCP1804 | C&S | CT FOR PROTECTION | 1600A | 5P10, CAST RESIN |  |  | 1613 | 0 | 1888 | 1020 | 1600A 5P10,CAST RESIN | CT FOR PROTECTION | 0
CSCP1806 | C&S | CT FOR PROTECTION | 1600A | 5P15, TAPE INSULATED, INS. CLASS A |  |  | 1020 | 0 | 1122 | 1020 | 1600A 5P15,TAPE CL.A | CT FOR PROTECTION | 0
CSCP1808 | C&S | CT FOR PROTECTION | 1600A | 5P15, TAPE INSULATED, INS. CLASS E |  |  | 1020 | 0 | 1122 | 1020 | 1600A 5P15,TAPE CL.E | CT FOR PROTECTION | 0
CSCP1809 | C&S | CT FOR PROTECTION | 1600A | 5P15, CAST RESIN |  |  | 1530 | 0 | 1683 | 1530 | 1600A 5P15,CAST RESIN | CT FOR PROTECTION | 0
CSCP1811 | C&S | CT FOR PROTECTION | 1600A | 5P20, TAPE INSULATED ,INS. CLASS A |  |  | 1290 | 0 | 1419 | 1290 | 1600A 5P20,TAPE CL.A | CT FOR PROTECTION | 0
CSCP1813 | C&S | CT FOR PROTECTION | 1600A | 5P20, TAPE INSULATED ,INS. CLASS E |  |  | 1290 | 0 | 1419 | 1290 | 1600A 5P20,TAPE CL.E | CT FOR PROTECTION | 0
CSCP1814 | C&S | CT FOR PROTECTION | 1600A | 5P20, CAST RESIN |  |  | 2922 | 0 | 3433 | 1935 | 1600A 5P20,CAST RESIN | CT FOR PROTECTION | 0
CSCP1816 | C&S | CT FOR PROTECTION | 1600A | 10P10, TAPE INSULATED ,INS. CLASS A |  |  | 680 | 0 | 748 | 680 | 1600A 10P10,TAPE CL.A | CT FOR PROTECTION | 0
CSCP1818 | C&S | CT FOR PROTECTION | 1600A | 10P10, TAPE INSULATED ,INS. CLASS E |  |  | 680 | 0 | 748 | 680 | 1600A 10P10,TAPE CL.E | CT FOR PROTECTION | 0
CSCP1819 | C&S | CT FOR PROTECTION | 1600A | 10P10, CAST RESIN |  |  | 1020 | 0 | 1122 | 1020 | 1600A 10P10,CAST RESIN | CT FOR PROTECTION | 0
CSCP1821 | C&S | CT FOR PROTECTION | 1600A | 10P20, TAPE INSULATED, INS. CLASS A |  |  | 1290 | 0 | 1419 | 1290 | 1600A 10P20,TAPE CL.A | CT FOR PROTECTION | 0
CSCP1823 | C&S | CT FOR PROTECTION | 1600A | 10P20, TAPE INSULATED, INS. CLASS E |  |  | 1290 | 0 | 1419 | 1290 | 1600A 10P20,TAPE CL.E | CT FOR PROTECTION | 0
CSCP1824 | C&S | CT FOR PROTECTION | 1600A | 10P20, CAST RESIN |  |  | 1935 | 0 | 2128.5 | 1935 | 1600A 10P20,CAST RESIN | CT FOR PROTECTION | 0
CSCP2101 | C&S | CT FOR PROTECTION | 200A | 5P10, TAPE INSULATED, INS. CLASS A |  |  | 1380 | 0 | 1518 | 1380 | 200A 5P10,TAPE CL.A | CT FOR PROTECTION | 0
CSCP2103 | C&S | CT FOR PROTECTION | 200A | 5P10, TAPE INSULATED, INS. CLASS E |  |  | 1380 | 0 | 1518 | 1380 | 200A 5P10,TAPE CL.E | CT FOR PROTECTION | 0
CSCP2104 | C&S | CT FOR PROTECTION | 200A | 5P10, CAST RESIN |  |  | 2326 | 0 | 2780 | 1930 | 200A 5P10,CAST RESIN | CT FOR PROTECTION | 0
CSCP2106 | C&S | CT FOR PROTECTION | 200A | 5P15, TAPE INSULATED, INS. CLASS A |  |  | 2070 | 0 | 2277 | 2070 | 200A 5P15,TAPE CL.A | CT FOR PROTECTION | 0
CSCP2108 | C&S | CT FOR PROTECTION | 200A | 5P15, TAPE INSULATED, INS. CLASS E |  |  | 2070 | 0 | 2277 | 2070 | 200A 5P15,TAPE CL.E | CT FOR PROTECTION | 0
CSCP2109 | C&S | CT FOR PROTECTION | 200A | 5P15, CAST RESIN |  |  | 2890 | 0 | 3179 | 2890 | 200A 5P15,CAST RESIN | CT FOR PROTECTION | 0
CSCP2111 | C&S | CT FOR PROTECTION | 200A | 5P20, TAPE INSULATED ,INS. CLASS A |  |  | 2620 | 0 | 2882 | 2620 | 200A 5P20,TAPE CL.A | CT FOR PROTECTION | 0
CSCP2113 | C&S | CT FOR PROTECTION | 200A | 5P20, TAPE INSULATED ,INS. CLASS E |  |  | 2620 | 0 | 2882 | 2620 | 200A 5P20,TAPE CL.E | CT FOR PROTECTION | 0
CSCP2114 | C&S | CT FOR PROTECTION | 200A | 5P20, CAST RESIN |  |  | 4329 | 0 | 5171 | 3660 | 200A 5P20,CAST RESIN | CT FOR PROTECTION | 0
CSCP2116 | C&S | CT FOR PROTECTION | 200A | 10P10, TAPE INSULATED ,INS. CLASS A |  |  | 1380 | 0 | 1518 | 1380 | 200A 10P10,TAPE CL.A | CT FOR PROTECTION | 0
CSCP2118 | C&S | CT FOR PROTECTION | 200A | 10P10, TAPE INSULATED ,INS. CLASS E |  |  | 1380 | 0 | 1518 | 1380 | 200A 10P10,TAPE CL.E | CT FOR PROTECTION | 0
CSCP2119 | C&S | CT FOR PROTECTION | 200A | 10P10, CAST RESIN |  |  | 1930 | 0 | 2123 | 1930 | 200A 10P10,CAST RESIN | CT FOR PROTECTION | 0
CSCP2121 | C&S | CT FOR PROTECTION | 200A | 10P20, TAPE INSULATED, INS. CLASS A |  |  | 2620 | 0 | 2882 | 2620 | 200A 10P20,TAPE CL.A | CT FOR PROTECTION | 0
CSCP2123 | C&S | CT FOR PROTECTION | 200A | 10P20, TAPE INSULATED, INS. CLASS E |  |  | 2620 | 0 | 2882 | 2620 | 200A 10P20,TAPE CL.E | CT FOR PROTECTION | 0
CSCP2124 | C&S | CT FOR PROTECTION | 200A | 10P20, CAST RESIN |  |  | 3660 | 0 | 4026 | 3660 | 200A 10P20,CAST RESIN | CT FOR PROTECTION | 0
CSCP2201 | C&S | CT FOR PROTECTION | 2000A | 5P10, TAPE INSULATED, INS. CLASS A |  |  | 680 | 0 | 748 | 680 | 2000A 5P10,TAPE CL.A | CT FOR PROTECTION | 0
CSCP2203 | C&S | CT FOR PROTECTION | 2000A | 5P10, TAPE INSULATED, INS. CLASS E |  |  | 680 | 0 | 748 | 680 | 2000A 5P10,TAPE CL.E | CT FOR PROTECTION | 0
CSCP2204 | C&S | CT FOR PROTECTION | 2000A | 5P10, CAST RESIN |  |  | 1758 | 0 | 2057 | 1020 | 2000A 5P10,CAST RESIN | CT FOR PROTECTION | 0
CSCP2206 | C&S | CT FOR PROTECTION | 2000A | 5P15, TAPE INSULATED, INS. CLASS A |  |  | 1020 | 0 | 1122 | 1020 | 2000A 5P15,TAPE CL.A | CT FOR PROTECTION | 0
CSCP2208 | C&S | CT FOR PROTECTION | 2000A | 5P15, TAPE INSULATED, INS. CLASS E |  |  | 1020 | 0 | 1122 | 1020 | 2000A 5P15,TAPE CL.E | CT FOR PROTECTION | 0
CSCP2209 | C&S | CT FOR PROTECTION | 2000A | 5P15, CAST RESIN |  |  | 1530 | 0 | 1683 | 1530 | 2000A 5P15,CAST RESIN | CT FOR PROTECTION | 0
CSCP2211 | C&S | CT FOR PROTECTION | 2000A | 5P20, TAPE INSULATED ,INS. CLASS A |  |  | 1290 | 0 | 1419 | 1290 | 2000A 5P20,TAPE CL.A | CT FOR PROTECTION | 0
CSCP2213 | C&S | CT FOR PROTECTION | 2000A | 5P20, TAPE INSULATED ,INS. CLASS E |  |  | 1290 | 0 | 1419 | 1290 | 2000A 5P20,TAPE CL.E | CT FOR PROTECTION | 0
CSCP2214 | C&S | CT FOR PROTECTION | 2000A | 5P20, CAST RESIN |  |  | 3033 | 0 | 3558 | 1935 | 2000A 5P20,CAST RESIN | CT FOR PROTECTION | 0
CSCP2216 | C&S | CT FOR PROTECTION | 2000A | 10P10, TAPE INSULATED ,INS. CLASS A |  |  | 680 | 0 | 748 | 680 | 2000A 10P10,TAPE CL.A | CT FOR PROTECTION | 0
CSCP2218 | C&S | CT FOR PROTECTION | 2000A | 10P10, TAPE INSULATED ,INS. CLASS E |  |  | 680 | 0 | 748 | 680 | 2000A 10P10,TAPE CL.A | CT FOR PROTECTION | 0
CSCP2219 | C&S | CT FOR PROTECTION | 2000A | 10P10, CAST RESIN |  |  | 1020 | 0 | 1122 | 1020 | 2000A 10P10,CAST RESIN | CT FOR PROTECTION | 0
CSCP2221 | C&S | CT FOR PROTECTION | 2000A | 10P20, TAPE INSULATED, INS. CLASS A |  |  | 1290 | 0 | 1419 | 1290 | 2000A 10P20,TAPE CL. | CT FOR PROTECTION | 0
CSCP2223 | C&S | CT FOR PROTECTION | 2000A | 10P20, TAPE INSULATED, INS. CLASS E |  |  | 1290 | 0 | 1419 | 1290 | 2000A 10P20,TAPE CL. | CT FOR PROTECTION | 0
CSCP2224 | C&S | CT FOR PROTECTION | 2000A | 10P20, CAST RESIN |  |  | 1935 | 0 | 2128.5 | 1935 | 2000A 10P20,CAST RESIN | CT FOR PROTECTION | 0
CSCP2601 | C&S | CT FOR PROTECTION | 250A | 5P10, TAPE INSULATED, INS. CLASS A |  |  | 890 | 0 | 979 | 890 | 250A 5P10,TAPE CL. | CT FOR PROTECTION | 0
CSCP2603 | C&S | CT FOR PROTECTION | 250A | 5P10, TAPE INSULATED, INS. CLASS E |  |  | 890 | 0 | 979 | 890 | 250A 5P10,TAPE CL. | CT FOR PROTECTION | 0
CSCP2604 | C&S | CT FOR PROTECTION | 250A | 5P10, CAST RESIN |  |  | 1929 | 0 | 2302 | 1930 | 250A 5P10,CAST RESIN | CT FOR PROTECTION | 0
CSCP2606 | C&S | CT FOR PROTECTION | 250A | 5P15, TAPE INSULATED, INS. CLASS A |  |  | 1330 | 0 | 1463 | 1330 | 250A 5P15,TAPE CL. | CT FOR PROTECTION | 0
CSCP2608 | C&S | CT FOR PROTECTION | 250A | 5P15, TAPE INSULATED, INS. CLASS E |  |  | 1330 | 0 | 1463 | 1330 | 250A 5P15,TAPE CL. | CT FOR PROTECTION | 0
CSCP2609 | C&S | CT FOR PROTECTION | 250A | 5P15, CAST RESIN |  |  | 2890 | 0 | 3179 | 2890 | 250A 5P15,CAST RESIN | CT FOR PROTECTION | 0
CSCP2611 | C&S | CT FOR PROTECTION | 250A | 5P20, TAPE INSULATED ,INS. CLASS A |  |  | 1690 | 0 | 1859 | 1690 | 250A 5P20,TAPE CL.A | CT FOR PROTECTION | 0
CSCP2613 | C&S | CT FOR PROTECTION | 250A | 5P20, TAPE INSULATED ,INS. CLASS E |  |  | 1690 | 0 | 1859 | 1690 | 250A 5P20,TAPE CL.A | CT FOR PROTECTION | 0
CSCP2614 | C&S | CT FOR PROTECTION | 250A | 5P20, CAST RESIN |  |  | 3659 | 0 | 4360 | 3660 | 250A 5P20,CAST RESIN | CT FOR PROTECTION | 0
CSCP2616 | C&S | CT FOR PROTECTION | 250A | 10P10, TAPE INSULATED ,INS. CLASS A |  |  | 890 | 0 | 979 | 890 | 250A 10P10,TAPE CL.A | CT FOR PROTECTION | 0
CSCP2618 | C&S | CT FOR PROTECTION | 250A | 10P10, TAPE INSULATED ,INS. CLASS E |  |  | 890 | 0 | 979 | 890 | 250A 10P10,TAPE CL.A | CT FOR PROTECTION | 0
CSCP2619 | C&S | CT FOR PROTECTION | 250A | 10P10, CAST RESIN |  |  | 1930 | 0 | 2123 | 1930 | 250A 10P10,CAST RESIN | CT FOR PROTECTION | 0
CSCP2621 | C&S | CT FOR PROTECTION | 250A | 10P20, TAPE INSULATED, INS. CLASS A |  |  | 1690 | 0 | 1859 | 1690 | 250A 10P20,TAPE CL. | CT FOR PROTECTION | 0
CSCP2623 | C&S | CT FOR PROTECTION | 250A | 10P20, TAPE INSULATED, INS. CLASS E |  |  | 1690 | 0 | 1859 | 1690 | 250A 10P20,TAPE CL. | CT FOR PROTECTION | 0
CSCP2624 | C&S | CT FOR PROTECTION | 250A | 10P20, CAST RESIN |  |  | 3660 | 0 | 4026 | 3660 | 250A 10P20,CAST RESIN | CT FOR PROTECTION | 0
CSCP2701 | C&S | CT FOR PROTECTION | 2500A | 5P10, TAPE INSULATED, INS. CLASS A |  |  | 780 | 0 | 858 | 780 | 2500A 5P10,TAPE CL. | CT FOR PROTECTION | 0
CSCP2703 | C&S | CT FOR PROTECTION | 2500A | 5P10, TAPE INSULATED, INS. CLASS E |  |  | 780 | 0 | 858 | 780 | 2500A 5P10,TAPE CL. | CT FOR PROTECTION | 0
CSCP2704 | C&S | CT FOR PROTECTION | 2500A | 5P10, CAST RESIN |  |  | 2223 | 0 | 2584 | 1240 | 2500A 5P10,CAST RESIN | CT FOR PROTECTION | 0
CSCP2706 | C&S | CT FOR PROTECTION | 2500A | 5P15, TAPE INSULATED, INS. CLASS A |  |  | 1160 | 0 | 1276 | 1160 | 2500A 5P15,TAPE CL. | CT FOR PROTECTION | 0
CSCP2708 | C&S | CT FOR PROTECTION | 2500A | 5P15, TAPE INSULATED, INS. CLASS E |  |  | 1160 | 0 | 1276 | 1160 | 2500A 5P15,TAPE CL. | CT FOR PROTECTION | 0
CSCP2709 | C&S | CT FOR PROTECTION | 2500A | 5P15, CAST RESIN |  |  | 1850 | 0 | 2035 | 1850 | 2500A 5P15,CAST RESIN | CT FOR PROTECTION | 0
CSCP2711 | C&S | CT FOR PROTECTION | 2500A | 5P20, TAPE INSULATED ,INS. CLASS A |  |  | 1480 | 0 | 1628 | 1480 | 2500A 5P20,TAPE CL.A | CT FOR PROTECTION | 0
CSCP2713 | C&S | CT FOR PROTECTION | 2500A | 5P20, TAPE INSULATED ,INS. CLASS E |  |  | 1480 | 0 | 1628 | 1480 | 2500A 5P20,TAPE CL.A | CT FOR PROTECTION | 0
CSCP2714 | C&S | CT FOR PROTECTION | 2500A | 5P20, CAST RESIN |  |  | 3127 | 0 | 3655 | 2360 | 2500A 5P20,CAST RESIN | CT FOR PROTECTION | 0
CSCP2716 | C&S | CT FOR PROTECTION | 2500A | 10P10, TAPE INSULATED ,INS. CLASS A |  |  | 780 | 0 | 858 | 780 | 2500A 10P10,TAPE CL.A | CT FOR PROTECTION | 0
CSCP2718 | C&S | CT FOR PROTECTION | 2500A | 10P10, TAPE INSULATED ,INS. CLASS E |  |  | 780 | 0 | 858 | 780 | 2500A 10P10,TAPE CL.A | CT FOR PROTECTION | 0
CSCP2719 | C&S | CT FOR PROTECTION | 2500A | 10P10, CAST RESIN |  |  | 1240 | 0 | 1364 | 1240 | 2500A 10P10,CAST RESIN | CT FOR PROTECTION | 0
CSCP2721 | C&S | CT FOR PROTECTION | 2500A | 10P20, TAPE INSULATED, INS. CLASS A |  |  | 1480 | 0 | 1628 | 1480 | 2500A 10P20,TAPE CL. | CT FOR PROTECTION | 0
CSCP2723 | C&S | CT FOR PROTECTION | 2500A | 10P20, TAPE INSULATED, INS. CLASS E |  |  | 1480 | 0 | 1628 | 1480 | 2500A 10P20,TAPE CL. | CT FOR PROTECTION | 0
CSCP2724 | C&S | CT FOR PROTECTION | 2500A | 10P20, CAST RESIN |  |  | 2360 | 0 | 2596 | 2360 | 2500A 10P20,CAST RESIN | CT FOR PROTECTION | 0
CSCP3101 | C&S | CT FOR PROTECTION | 300A | 5P10, TAPE INSULATED, INS. CLASS A |  |  | 890 | 0 | 979 | 890 | 300A 5P10,TAPE CL. | CT FOR PROTECTION | 0
CSCP3103 | C&S | CT FOR PROTECTION | 300A | 5P10, TAPE INSULATED, INS. CLASS E |  |  | 890 | 0 | 979 | 890 | 300A 5P10,TAPE CL. | CT FOR PROTECTION | 0
CSCP3104 | C&S | CT FOR PROTECTION | 300A | 5P10, CAST RESIN |  |  | 1658 | 0 | 1975 | 1240 | 300A 5P10,CAST RESIN | CT FOR PROTECTION | 0
CSCP3106 | C&S | CT FOR PROTECTION | 300A | 5P15, TAPE INSULATED, INS. CLASS A |  |  | 1330 | 0 | 1463 | 1330 | 300A 5P15,TAPE CL. | CT FOR PROTECTION | 0
CSCP3108 | C&S | CT FOR PROTECTION | 300A | 5P15, TAPE INSULATED, INS. CLASS E |  |  | 1330 | 0 | 1463 | 1330 | 300A 5P15,TAPE CL. | CT FOR PROTECTION | 0
CSCP3109 | C&S | CT FOR PROTECTION | 300A | 5P15, CAST RESIN |  |  | 1860 | 0 | 2046 | 1860 | 300A 5P15,CAST RESIN | CT FOR PROTECTION | 0
CSCP3111 | C&S | CT FOR PROTECTION | 300A | 5P20, TAPE INSULATED ,INS. CLASS A |  |  | 1690 | 0 | 1859 | 1690 | 300A 5P20,TAPE CL.A | CT FOR PROTECTION | 0
CSCP3113 | C&S | CT FOR PROTECTION | 300A | 5P20, TAPE INSULATED ,INS. CLASS E |  |  | 1690 | 0 | 1859 | 1690 | 300A 5P20,TAPE CL.A | CT FOR PROTECTION | 0
CSCP3114 | C&S | CT FOR PROTECTION | 300A | 5P20, CAST RESIN |  |  | 3241 | 0 | 3868 | 2360 | 300A 5P20,CAST RESIN | CT FOR PROTECTION | 0
CSCP3116 | C&S | CT FOR PROTECTION | 300A | 10P10, TAPE INSULATED ,INS. CLASS A |  |  | 890 | 0 | 979 | 890 | 300A 10P10,TAPE CL.A | CT FOR PROTECTION | 0
CSCP3118 | C&S | CT FOR PROTECTION | 300A | 10P10, TAPE INSULATED ,INS. CLASS E |  |  | 890 | 0 | 979 | 890 | 300A 10P10,TAPE CL.A | CT FOR PROTECTION | 0
CSCP3119 | C&S | CT FOR PROTECTION | 300A | 10P10, CAST RESIN |  |  | 1240 | 0 | 1364 | 1240 | 300A 10P10,CAST RESIN | CT FOR PROTECTION | 0
CSCP3121 | C&S | CT FOR PROTECTION | 300A | 10P20, TAPE INSULATED, INS. CLASS A |  |  | 1690 | 0 | 1859 | 1690 | 300A 10P20,TAPE CL. | CT FOR PROTECTION | 0
CSCP3123 | C&S | CT FOR PROTECTION | 300A | 10P20, TAPE INSULATED, INS. CLASS E |  |  | 1690 | 0 | 1859 | 1690 | 300A 10P20,TAPE CL. | CT FOR PROTECTION | 0
CSCP3124 | C&S | CT FOR PROTECTION | 300A | 10P20, CAST RESIN |  |  | 2360 | 0 | 2596 | 2360 | 300A 10P20,CAST RESIN | CT FOR PROTECTION | 0
CSCP3401 | C&S | CT FOR PROTECTION | 3200A | 5P10, TAPE INSULATED, INS. CLASS A |  |  | 820 | 0 | 902 | 820 | 3200A 5P10,TAPE CL. | CT FOR PROTECTION | 0
CSCP3403 | C&S | CT FOR PROTECTION | 3200A | 5P10, TAPE INSULATED, INS. CLASS E |  |  | 820 | 0 | 902 | 820 | 3200A 5P10,TAPE CL. | CT FOR PROTECTION | 0
CSCP3404 | C&S | CT FOR PROTECTION | 3200A | 5P10, CAST RESIN |  |  | 2304 | 0 | 2678 | 1310 | 3200A 5P10,CAST RESIN | CT FOR PROTECTION | 0
CSCP3406 | C&S | CT FOR PROTECTION | 3200A | 5P15, TAPE INSULATED, INS. CLASS A |  |  | 1220 | 0 | 1342 | 1220 | 3200A 5P15,TAPE CL. | CT FOR PROTECTION | 0
CSCP3408 | C&S | CT FOR PROTECTION | 3200A | 5P15, TAPE INSULATED, INS. CLASS E |  |  | 1220 | 0 | 1342 | 1220 | 3200A 5P15,TAPE CL. | CT FOR PROTECTION | 0
CSCP3409 | C&S | CT FOR PROTECTION | 3200A | 5P15, CAST RESIN |  |  | 1950 | 0 | 2145 | 1950 | 3200A 5P15,CAST RESIN | CT FOR PROTECTION | 0
CSCP3411 | C&S | CT FOR PROTECTION | 3200A | 5P20, TAPE INSULATED ,INS. CLASS A |  |  | 1620 | 0 | 1782 | 1620 | 3200A 5P20,TAPE CL.A | CT FOR PROTECTION | 0
CSCP3413 | C&S | CT FOR PROTECTION | 3200A | 5P20, TAPE INSULATED ,INS. CLASS E |  |  | 1620 | 0 | 1782 | 1620 | 3200A 5P20,TAPE CL.A | CT FOR PROTECTION | 0
CSCP3414 | C&S | CT FOR PROTECTION | 3200A | 5P20, CAST RESIN |  |  | 3527 | 0 | 4107 | 2590 | 3200A 5P20,CAST RESIN | CT FOR PROTECTION | 0
CSCP3416 | C&S | CT FOR PROTECTION | 3200A | 10P10, TAPE INSULATED ,INS. CLASS A |  |  | 820 | 0 | 902 | 820 | 3200A 10P10,TAPE CL.A | CT FOR PROTECTION | 0
CSCP3418 | C&S | CT FOR PROTECTION | 3200A | 10P10, TAPE INSULATED ,INS. CLASS E |  |  | 820 | 0 | 902 | 820 | 3200A 10P10,TAPE CL.A | CT FOR PROTECTION | 0
CSCP3419 | C&S | CT FOR PROTECTION | 3200A | 10P10, CAST RESIN |  |  | 1310 | 0 | 1441 | 1310 | 3200A 10P10,CAST RESIN | CT FOR PROTECTION | 0
CSCP3421 | C&S | CT FOR PROTECTION | 3200A | 10P20, TAPE INSULATED, INS. CLASS A |  |  | 1620 | 0 | 1782 | 1620 | 3200A 10P20,TAPE CL. | CT FOR PROTECTION | 0
CSCP3423 | C&S | CT FOR PROTECTION | 3200A | 10P20, TAPE INSULATED, INS. CLASS E |  |  | 1620 | 0 | 1782 | 1620 | 3200A 10P20,TAPE CL. | CT FOR PROTECTION | 0
CSCP3424 | C&S | CT FOR PROTECTION | 3200A | 10P20, CAST RESIN |  |  | 2590 | 0 | 2849 | 2590 | 3200A 10P20,CAST RESIN | CT FOR PROTECTION | 0
CSCP4101 | C&S | CT FOR PROTECTION | 400A | 5P10, TAPE INSULATED, INS. CLASS A |  |  | 730 | 0 | 803 | 730 | 400A 5P10,TAPE CL. | CT FOR PROTECTION | 0
CSCP4103 | C&S | CT FOR PROTECTION | 400A | 5P10, TAPE INSULATED, INS. CLASS E |  |  | 730 | 0 | 803 | 730 | 400A 5P10,TAPE CL. | CT FOR PROTECTION | 0
CSCP4104 | C&S | CT FOR PROTECTION | 400A | 5P10, CAST RESIN |  |  | 1530 | 0 | 1814 | 1020 | 400A 5P10,CAST RESIN | CT FOR PROTECTION | 0
CSCP4106 | C&S | CT FOR PROTECTION | 400A | 5P15, TAPE INSULATED, INS. CLASS A |  |  | 1090 | 0 | 1199 | 1090 | 400A 5P15,TAPE CL. | CT FOR PROTECTION | 0
CSCP4108 | C&S | CT FOR PROTECTION | 400A | 5P15, TAPE INSULATED, INS. CLASS E |  |  | 1090 | 0 | 1199 | 1090 | 400A 5P15,TAPE CL. | CT FOR PROTECTION | 0
CSCP4109 | C&S | CT FOR PROTECTION | 400A | 5P15, CAST RESIN |  |  | 1520 | 0 | 1672 | 1520 | 400A 5P15,CAST RESIN | CT FOR PROTECTION | 0
CSCP4111 | C&S | CT FOR PROTECTION | 400A | 5P20, TAPE INSULATED ,INS. CLASS A |  |  | 1380 | 0 | 1518 | 1380 | 400A 5P20,TAPE CL.A | CT FOR PROTECTION | 0
CSCP4113 | C&S | CT FOR PROTECTION | 400A | 5P20, TAPE INSULATED ,INS. CLASS E |  |  | 1380 | 0 | 1518 | 1380 | 400A 5P20,TAPE CL.A | CT FOR PROTECTION | 0
CSCP4114 | C&S | CT FOR PROTECTION | 400A | 5P20, CAST RESIN |  |  | 2681 | 0 | 3192 | 1930 | 400A 5P20,CAST RESIN | CT FOR PROTECTION | 0
CSCP4116 | C&S | CT FOR PROTECTION | 400A | 10P10, TAPE INSULATED ,INS. CLASS A |  |  | 730 | 0 | 803 | 730 | 400A 10P10,TAPE CL.A | CT FOR PROTECTION | 0
CSCP4118 | C&S | CT FOR PROTECTION | 400A | 10P10, TAPE INSULATED ,INS. CLASS E |  |  | 730 | 0 | 803 | 730 | 400A 10P10,TAPE CL.A | CT FOR PROTECTION | 0
CSCP4119 | C&S | CT FOR PROTECTION | 400A | 10P10, CAST RESIN |  |  | 1020 | 0 | 1122 | 1020 | 400A 10P10,CAST RESIN | CT FOR PROTECTION | 0
CSCP4121 | C&S | CT FOR PROTECTION | 400A | 10P20, TAPE INSULATED, INS. CLASS A |  |  | 1380 | 0 | 1518 | 1380 | 400A 10P20,TAPE CL. | CT FOR PROTECTION | 0
CSCP4123 | C&S | CT FOR PROTECTION | 400A | 10P20, TAPE INSULATED, INS. CLASS E |  |  | 1380 | 0 | 1518 | 1380 | 400A 10P20,TAPE CL. | CT FOR PROTECTION | 0
CSCP4124 | C&S | CT FOR PROTECTION | 400A | 10P20, CAST RESIN |  |  | 1930 | 0 | 2123 | 1930 | 400A 10P20,CAST RESIN | CT FOR PROTECTION | 0
CSCP5101 | C&S | CT FOR PROTECTION | 500A | 5P10, TAPE INSULATED, INS. CLASS A |  |  | 620 | 0 | 682 | 620 | 500A 5P10,TAPE CL. | CT FOR PROTECTION | 0
CSCP5103 | C&S | CT FOR PROTECTION | 500A | 5P10, TAPE INSULATED, INS. CLASS E |  |  | 620 | 0 | 682 | 620 | 500A 5P10,TAPE CL. | CT FOR PROTECTION | 0
CSCP5104 | C&S | CT FOR PROTECTION | 500A | 5P10, CAST RESIN |  |  | 1371 | 0 | 1626 | 860 | 500A 5P10,CAST RESIN | CT FOR PROTECTION | 0
CSCP5106 | C&S | CT FOR PROTECTION | 500A | 5P15, TAPE INSULATED, INS. CLASS A |  |  | 930 | 0 | 1023 | 930 | 500A 5P15,TAPE CL. | CT FOR PROTECTION | 0
CSCP5108 | C&S | CT FOR PROTECTION | 500A | 5P15, TAPE INSULATED, INS. CLASS E |  |  | 930 | 0 | 1023 | 930 | 500A 5P15,TAPE CL. | CT FOR PROTECTION | 0
CSCP5109 | C&S | CT FOR PROTECTION | 500A | 5P15, CAST RESIN |  |  | 1300 | 0 | 1430 | 1300 | 500A 5P15,CAST RESIN | CT FOR PROTECTION | 0
CSCP5111 | C&S | CT FOR PROTECTION | 500A | 5P20, TAPE INSULATED ,INS. CLASS A |  |  | 1190 | 0 | 1309 | 1190 | 500A 5P20,TAPE CL.A | CT FOR PROTECTION | 0
CSCP5113 | C&S | CT FOR PROTECTION | 500A | 5P20, TAPE INSULATED ,INS. CLASS E |  |  | 1190 | 0 | 1309 | 1190 | 500A 5P20,TAPE CL.A | CT FOR PROTECTION | 0
CSCP5114 | C&S | CT FOR PROTECTION | 500A | 5P20, CAST RESIN |  |  | 2343 | 0 | 2790 | 1660 | 500A 5P20,CAST RESIN | CT FOR PROTECTION | 0
CSCP5116 | C&S | CT FOR PROTECTION | 500A | 10P10, TAPE INSULATED ,INS. CLASS A |  |  | 620 | 0 | 682 | 620 | 500A 10P10,TAPE CL.A | CT FOR PROTECTION | 0
CSCP5118 | C&S | CT FOR PROTECTION | 500A | 10P10, TAPE INSULATED ,INS. CLASS E |  |  | 620 | 0 | 682 | 620 | 500A 10P10,TAPE CL.A | CT FOR PROTECTION | 0
CSCP5119 | C&S | CT FOR PROTECTION | 500A | 10P10, CAST RESIN |  |  | 860 | 0 | 946 | 860 | 500A 10P10,CAST RESIN | CT FOR PROTECTION | 0
CSCP5121 | C&S | CT FOR PROTECTION | 500A | 10P20, TAPE INSULATED, INS. CLASS A |  |  | 1190 | 0 | 1309 | 1190 | 500A 10P20,TAPE CL. | CT FOR PROTECTION | 0
CSCP5123 | C&S | CT FOR PROTECTION | 500A | 10P20, TAPE INSULATED, INS. CLASS E |  |  | 1190 | 0 | 1309 | 1190 | 500A 10P20,TAPE CL. | CT FOR PROTECTION | 0
CSCP5124 | C&S | CT FOR PROTECTION | 500A | 10P20, CAST RESIN |  |  | 1660 | 0 | 1826 | 1660 | 500A 10P20,CAST RESIN | CT FOR PROTECTION | 0
CSCP6101 | C&S | CT FOR PROTECTION | 600A | 5P10, TAPE INSULATED, INS. CLASS A |  |  | 620 | 0 | 682 | 620 | 600A 5P10,TAPE CL. | CT FOR PROTECTION | 0
CSCP6103 | C&S | CT FOR PROTECTION | 600A | 5P10, TAPE INSULATED, INS. CLASS E |  |  | 620 | 0 | 682 | 620 | 600A 5P10,TAPE CL. | CT FOR PROTECTION | 0
CSCP6104 | C&S | CT FOR PROTECTION | 600A | 5P10, CAST RESIN |  |  | 1303 | 0 | 1541 | 860 | 600A 5P10,CAST RESIN | CT FOR PROTECTION | 0
CSCP6106 | C&S | CT FOR PROTECTION | 600A | 5P15, TAPE INSULATED, INS. CLASS A |  |  | 930 | 0 | 1023 | 930 | 600A 5P15,TAPE CL. | CT FOR PROTECTION | 0
CSCP6108 | C&S | CT FOR PROTECTION | 600A | 5P15, TAPE INSULATED, INS. CLASS E |  |  | 930 | 0 | 1023 | 930 | 600A 5P15,TAPE CL. | CT FOR PROTECTION | 0
CSCP6109 | C&S | CT FOR PROTECTION | 600A | 5P15, CAST RESIN |  |  | 1300 | 0 | 1430 | 1300 | 600A 5P15,CAST RESIN | CT FOR PROTECTION | 0
CSCP6111 | C&S | CT FOR PROTECTION | 600A | 5P20, TAPE INSULATED ,INS. CLASS A |  |  | 1190 | 0 | 1309 | 1190 | 600A 5P20,TAPE CL.A | CT FOR PROTECTION | 0
CSCP6113 | C&S | CT FOR PROTECTION | 600A | 5P20, TAPE INSULATED ,INS. CLASS E |  |  | 1190 | 0 | 1309 | 1190 | 600A 5P20,TAPE CL.A | CT FOR PROTECTION | 0
CSCP6114 | C&S | CT FOR PROTECTION | 600A | 5P20, CAST RESIN |  |  | 2200 | 0 | 2610 | 1660 | 600A 5P20,CAST RESIN | CT FOR PROTECTION | 0
CSCP6116 | C&S | CT FOR PROTECTION | 600A | 10P10, TAPE INSULATED ,INS. CLASS A |  |  | 620 | 0 | 682 | 620 | 600A 10P10,TAPE CL.A | CT FOR PROTECTION | 0
CSCP6118 | C&S | CT FOR PROTECTION | 600A | 10P10, TAPE INSULATED ,INS. CLASS E |  |  | 620 | 0 | 682 | 620 | 600A 10P10,TAPE CL.A | CT FOR PROTECTION | 0
CSCP6119 | C&S | CT FOR PROTECTION | 600A | 10P10, CAST RESIN |  |  | 860 | 0 | 946 | 860 | 600A 10P10,CAST RESIN | CT FOR PROTECTION | 0
CSCP6121 | C&S | CT FOR PROTECTION | 600A | 10P20, TAPE INSULATED, INS. CLASS A |  |  | 1190 | 0 | 1309 | 1190 | 600A 10P20,TAPE CL. | CT FOR PROTECTION | 0
CSCP6123 | C&S | CT FOR PROTECTION | 600A | 10P20, TAPE INSULATED, INS. CLASS E |  |  | 1190 | 0 | 1309 | 1190 | 600A 10P20,TAPE CL. | CT FOR PROTECTION | 0
CSCP6124 | C&S | CT FOR PROTECTION | 600A | 10P20, CAST RESIN |  |  | 1660 | 0 | 1826 | 1660 | 600A 10P20,CAST RESIN | CT FOR PROTECTION | 0
CSCP7501 | C&S | CT FOR PROTECTION | 75A | 5P10, TAPE INSULATED, INS. CLASS A |  |  | 1380 | 0 | 1518 | 1380 | 75A 5P10,TAPE CL. | CT FOR PROTECTION | 0
CSCP7503 | C&S | CT FOR PROTECTION | 75A | 5P10, TAPE INSULATED, INS. CLASS E |  |  | 1380 | 0 | 1518 | 1380 | 75A 5P10,TAPE CL. | CT FOR PROTECTION | 0
CSCP7504 | C&S | CT FOR PROTECTION | 75A | 5P10, CAST RESIN |  |  | 2828 | 0 | 2828 | 1930 | 75A 5P10,CAST RESIN | CT FOR PROTECTION | 0
CSCP7506 | C&S | CT FOR PROTECTION | 75A | 5P15, TAPE INSULATED, INS. CLASS A |  |  | 2070 | 0 | 2277 | 2070 | 75A 5P15,TAPE CL. | CT FOR PROTECTION | 0
CSCP7508 | C&S | CT FOR PROTECTION | 75A | 5P15, TAPE INSULATED, INS. CLASS E |  |  | 2070 | 0 | 2277 | 2070 | 75A 5P15,TAPE CL. | CT FOR PROTECTION | 0
CSCP7509 | C&S | CT FOR PROTECTION | 75A | 5P15, CAST RESIN |  |  | 2890 | 0 | 3179 | 2890 | 75A 5P15,CAST RESIN | CT FOR PROTECTION | 0
CSCP7511 | C&S | CT FOR PROTECTION | 75A | 5P20, TAPE INSULATED ,INS. CLASS A |  |  | 2620 | 0 | 2882 | 2620 | 75A 5P20,TAPE CL.A | CT FOR PROTECTION | 0
CSCP7513 | C&S | CT FOR PROTECTION | 75A | 5P20, TAPE INSULATED ,INS. CLASS E |  |  | 2620 | 0 | 2882 | 2620 | 75A 5P20,TAPE CL.A | CT FOR PROTECTION | 0
CSCP7514 | C&S | CT FOR PROTECTION | 75A | 5P20, CAST RESIN |  |  | 5223 | 0 | 5223 | 3660 | 75A 5P20,CAST RESIN | CT FOR PROTECTION | 0
CSCP7516 | C&S | CT FOR PROTECTION | 75A | 10P10, TAPE INSULATED ,INS. CLASS A |  |  | 1380 | 0 | 1518 | 1380 | 75A 10P10,TAPE CL.A | CT FOR PROTECTION | 0
CSCP7518 | C&S | CT FOR PROTECTION | 75A | 10P10, TAPE INSULATED ,INS. CLASS E |  |  | 1380 | 0 | 1518 | 1380 | 75A 10P10,TAPE CL.A | CT FOR PROTECTION | 0
CSCP7519 | C&S | CT FOR PROTECTION | 75A | 10P10, CAST RESIN |  |  | 1930 | 0 | 2123 | 1930 | 75A 10P10,CAST RESIN | CT FOR PROTECTION | 0
CSCP7521 | C&S | CT FOR PROTECTION | 75A | 10P20, TAPE INSULATED, INS. CLASS A |  |  | 2620 | 0 | 2882 | 2620 | 75A 10P20,TAPE CL. | CT FOR PROTECTION | 0
CSCP7523 | C&S | CT FOR PROTECTION | 75A | 10P20, TAPE INSULATED, INS. CLASS E |  |  | 2620 | 0 | 2882 | 2620 | 75A 10P20,TAPE CL. | CT FOR PROTECTION | 0
CSCP7524 | C&S | CT FOR PROTECTION | 75A | 10P20, CAST RESIN |  |  | 3660 | 0 | 4026 | 3660 | 75A 10P20,CAST RESIN | CT FOR PROTECTION | 0
CSCP8101 | C&S | CT FOR PROTECTION | 800A | 5P10, TAPE INSULATED, INS. CLASS A |  |  | 670 | 0 | 737 | 670 | 800A 5P10,TAPE CL. | CT FOR PROTECTION | 0
CSCP8103 | C&S | CT FOR PROTECTION | 800A | 5P10, TAPE INSULATED, INS. CLASS E |  |  | 670 | 0 | 737 | 670 | 800A 5P10,TAPE CL. | CT FOR PROTECTION | 0
CSCP8104 | C&S | CT FOR PROTECTION | 800A | 5P10, CAST RESIN |  |  | 1388 | 0 | 1637 | 1005 | 800A 5P10,CAST RESIN | CT FOR PROTECTION | 0
CSCP8106 | C&S | CT FOR PROTECTION | 800A | 5P15, TAPE INSULATED, INS. CLASS A |  |  | 1020 | 0 | 1122 | 1020 | 800A 5P15,TAPE CL. | CT FOR PROTECTION | 0
CSCP8108 | C&S | CT FOR PROTECTION | 800A | 5P15, TAPE INSULATED, INS. CLASS E |  |  | 1020 | 0 | 1122 | 1020 | 800A 5P15,TAPE CL. | CT FOR PROTECTION | 0
CSCP8109 | C&S | CT FOR PROTECTION | 800A | 5P15, CAST RESIN |  |  | 1530 | 0 | 1683 | 1530 | 800A 5P15,CAST RESIN | CT FOR PROTECTION | 0
CSCP8111 | C&S | CT FOR PROTECTION | 800A | 5P20, TAPE INSULATED ,INS. CLASS A |  |  | 1290 | 0 | 1419 | 1290 | 800A 5P20,TAPE CL.A | CT FOR PROTECTION | 0
CSCP8113 | C&S | CT FOR PROTECTION | 800A | 5P20, TAPE INSULATED ,INS. CLASS E |  |  | 1290 | 0 | 1419 | 1290 | 800A 5P20,TAPE CL.A | CT FOR PROTECTION | 0
CSCP8114 | C&S | CT FOR PROTECTION | 800A | 5P20, CAST RESIN |  |  | 2935 | 0 | 3456 | 1930 | 800A 5P20,CAST RESIN | CT FOR PROTECTION | 0
CSCP8116 | C&S | CT FOR PROTECTION | 800A | 10P10, TAPE INSULATED ,INS. CLASS A |  |  | 670 | 0 | 737 | 670 | 800A 10P10,TAPE CL.A | CT FOR PROTECTION | 0
CSCP8118 | C&S | CT FOR PROTECTION | 800A | 10P10, TAPE INSULATED ,INS. CLASS E |  |  | 670 | 0 | 737 | 670 | 800A 10P10,TAPE CL.A | CT FOR PROTECTION | 0
CSCP8119 | C&S | CT FOR PROTECTION | 800A | 10P10, CAST RESIN |  |  | 1005 | 0 | 1105.5 | 1005 | 800A 10P10,CAST RESIN | CT FOR PROTECTION | 0
CSCP8121 | C&S | CT FOR PROTECTION | 800A | 10P20, TAPE INSULATED, INS. CLASS A |  |  | 1290 | 0 | 1419 | 1290 | 800A 10P20,TAPE CL. | CT FOR PROTECTION | 0
CSCP8123 | C&S | CT FOR PROTECTION | 800A | 10P20, TAPE INSULATED, INS. CLASS E |  |  | 1290 | 0 | 1419 | 1290 | 800A 10P20,TAPE CL. | CT FOR PROTECTION | 0
CSCP8124 | C&S | CT FOR PROTECTION | 800A | 10P20, CAST RESIN |  |  | 1930 | 0 | 2123 | 1930 | 800A 10P20,CAST RESIN | CT FOR PROTECTION | 0
SIIL00SR | SIEMENS | INDICATING LAMP |  | SERIES RESISTOR TYPE | 3SB1400-2B+3SB1201-6C(HOLDER+LENS) |  | 299 | 0 | 299 | 299 | SERIES RESISTOR TYPE | INDICATING LAMP | 0
SIOLUCHD | SIEMENS | O/L RELAY (HEAVY DUTY) |  | HEAVY DUTY | TYPE 3UC |  | 6300 | 0 | 6300 | 6300 | HEAVY DUTY | HEAVY DUTY O/L RELAY | 0
SIPB1101 | SIEMENS | PUSH BUTTON | 1NO+1NC | SHROUDED TYPE | 3SB12000A+ 3SB1400-0A |  | 229 | 0 | 229 | 229 | 1NO+1NC SHROUDED TYPE | PUSH BUTTON | 0
SIPB1102 | SIEMENS | PUSH BUTTON | 1NO+1NC | MUSHROOM STAYPUT | 3SB1200-1X+ 3SB1400-0A |  | 278 | 0 | 278 | 278 | 1NO+1NC MUSHROOM STAYPUT | PUSH BUTTON | 0
SIPB1103 | SIEMENS | PUSH BUTTON | 1NO+1NC | LOCKABLE TYPE | 3SB1200-4L+ 3SB1400-0A |  | 546 | 0 | 546 | 546 | 1NO+1NC LOCKABLE TYPE | PUSH BUTTON | 0
SIPB2201 | SIEMENS | PUSH BUTTON | 2NO+2NC | SHROUDED TYPE | 3SB12000A+ 2( 3SB1400-0A ) |  | 376 | 0 | 376 | 376 | 2NO+2NC SHROUDED TYPE | PUSH BUTTON | 0
SIPB2202 | SIEMENS | PUSH BUTTON | 2NO+2NC | MUSHROOM STAYPUT | 3SB12001X+ 2( 3SB1400-0A ) |  | 425 | 0 | 425 | 425 | 2NO+2NC MUSHROOM STAYPUT | PUSH BUTTON | 0
SIPB2203 | SIEMENS | PUSH BUTTON | 2NO+2NC | LOCKABLE TYPE | 3SB12004L+ 2( 3SB1400-0A ) |  | 693 | 0 | 693 | 693 | 2NO+2NC LOCKABLE TYPE | PUSH BUTTON | 0
SISW12 | SIEMENS | SWITCH | 1000A | TYPE 3KA10 |  |  | 18585 | 0 | 18585 | 18585 | 1000A TYPE 3KA10 | ISOLATOR | 0
SISW18 | SIEMENS | SWITCH | 1600A | TYPE 3KA16 |  |  | 27563 | 0 | 27563 | 27563 | 1600A TYPE 3KA16 | ISOLATOR | 0
SISW26 | SIEMENS | SWITCH | 250A | TYPE 3KA25 |  |  | 6059 | 0 | 6059 | 6059 | 250A TYPE 3KA25 | ISOLATOR | 0
SISW41 | SIEMENS | SWITCH | 400A | TYPE 3KA41 |  |  | 9056 | 0 | 9056 | 9056 | 400A TYPE 3KA41 | ISOLATOR | 0
SISW64 | SIEMENS | SWITCH | 630A | TYPE 3KA61 |  |  | 13692 | 0 | 13692 | 13692 | 630A TYPE 3KA61 | ISOLATOR | 0
SITIEL01 | SIEMENS | TIMER ELECTRONIC |  | UPTO 6 MIN | AC/DC ON DELAY |  | 1733 | 0 | 1733 | 1733 | UPTO 6 MIN AC/DC ON DELAY | ELECTRONIC TIMER | 0
SITIEL02 | SIEMENS | TIMER ELECTRONIC |  | 6MIN TO 6 HRS | AC/DC ON DELAY |  | 1733 | 0 | 1733 | 1733 | 6MIN TO 6 HRS AC/DC ON DELAY | ELECTRONIC TIMER | 0
SITIEL03 | SIEMENS | TIMER ELECTRONIC |  | 1.5 TO 15 SEC. | 240V AC OFF DELAY |  | 1733 | 0 | 1733 | 1733 | 1.5-15s 240V AC OFF DELAY | ELECTRONIC TIMER | 0
SITIEL04 | SIEMENS | TIMER ELECTRONIC |  | 1.5 TO 15 SEC. | 220/240V DC,110V AC/DC OFF DELAY |  | 1733 | 0 | 1733 | 1733 | 1.5-15s 240VDC,110VAC/DC OFF DELAY | ELECTRONIC TIMER | 0
SITIEL05 | SIEMENS | STAR DELTA TIMER |  |  | UPTO 60SEC.1NO+1NC |  | 1733 | 0 | 1733 | 1733 | STAR DELTA TIMER -UPTO 60SEC.1NO+1NC | STAR DELTA TIMER | 0
SITIEL06 | SIEMENS | STAR DELTA TIMER |  |  | 90-200 SEC.1NO+1NC |  | 1040 | 0 | 1040 | 1040 | STAR DELTA TIMER -UPTO 90-200SEC.1NO+1NC | STAR DELTA TIMER | 0
SYCR02AN | SYNTRON | AUTOMATIC POWER FACTOR CORR.RELAY | 2 STAGE |  |  |  | 11280 | 0 | 11280 | 9400 | 2 STAGE APFCR-ANALOG TYPE | 2 STAGE APFCR | 0
SYCR02DI | SYNTRON | AUTOMATIC POWER FACTOR CORR.RELAY | 2 STAGE |  |  |  | 12000 | 0 | 12000 | 10000 | 2 STAGE APFCR-DIGITAL TYPE | 2 STAGE APFCR | 0
SYCR04AN | SYNTRON | AUTOMATIC POWER FACTOR CORR.RELAY | 4 STAGE |  |  |  | 11520 | 0 | 11520 | 9600 | 4 STAGE APFCR-ANALOG TYPE | 4 STAGE APFCR | 0
SYCR04DI | SYNTRON | AUTOMATIC POWER FACTOR CORR.RELAY | 4 STAGE |  |  |  | 12240 | 0 | 12240 | 10200 | 4 STAGE APFCR-DIGITAL TYPE | 4 STAGE APFCR | 0
SYCR06AN | SYNTRON | AUTOMATIC POWER FACTOR CORR.RELAY | 6 STAGE |  |  |  | 11760 | 0 | 11760 | 9800 | 6 STAGE APFCR-ANALOG TYPE | 6 STAGE APFCR | 0
SYCR06DI | SYNTRON | AUTOMATIC POWER FACTOR CORR.RELAY | 6 STAGE |  |  |  | 12480 | 0 | 12480 | 10400 | 6 STAGE APFCR-DIGITAL TYPE | 6 STAGE APFCR | 0
SYCR08AN | SYNTRON | AUTOMATIC POWER FACTOR CORR.RELAY | 8 STAGE |  |  |  | 12000 | 0 | 12000 | 10000 | 8 STAGE APFCR-ANALOG TYPE | 8 STAGE APFCR | 0
SYCR08DI | SYNTRON | AUTOMATIC POWER FACTOR CORR.RELAY | 8 STAGE |  |  |  | 12720 | 0 | 12720 | 10600 | 8 STAGE APFCR-DIGITAL TYPE | 8 STAGE APFCR | 0
SYCR10AN | SYNTRON | AUTOMATIC POWER FACTOR CORR.RELAY | 10STAGE |  |  |  | 12720 | 0 | 12720 | 10600 | 10STAGE APFCR-ANALOG TYPE | 10STAGE APFCR | 0
SYCR10DI | SYNTRON | AUTOMATIC POWER FACTOR CORR.RELAY | 10STAGE |  |  |  | 13320 | 0 | 13320 | 11100 | 10STAGE APFCR-DIGITAL TYPE | 10STAGE APFCR | 0
SYCR12AN | SYNTRON | AUTOMATIC POWER FACTOR CORR.RELAY | 12STAGE |  |  |  | 13200 | 0 | 13200 | 11000 | 12STAGE APFCR-ANALOG TYPE | 12STAGE APFCR | 0
SYCR12DI | SYNTRON | AUTOMATIC POWER FACTOR CORR.RELAY | 12STAGE |  |  |  | 13920 | 0 | 13920 | 11600 | 12STAGE APFCR-DIGITAL TYPE | 12STAGE APFCR | 0
SYCR14AN | SYNTRON | AUTOMATIC POWER FACTOR CORR.RELAY | 14STAGE |  |  |  | 13680 | 0 | 13680 | 11400 | 14STAGE APFCR-ANALOG TYPE | 14STAGE APFCR | 0
SYCR14DI | SYNTRON | AUTOMATIC POWER FACTOR CORR.RELAY | 14STAGE |  |  |  | 14400 | 0 | 14400 | 12000 | 14STAGE APFCR-DIGITAL TYPE | 14STAGE APFCR | 0
SYCR16AN | SYNTRON | AUTOMATIC POWER FACTOR CORR.RELAY | 16STAGE |  |  |  | 14160 | 0 | 14160 | 11800 | 16STAGE APFCR-ANALOG TYPE | 16STAGE APFCR | 0
SYCR16DI | SYNTRON | AUTOMATIC POWER FACTOR CORR.RELAY | 16STAGE |  |  |  | 14880 | 0 | 14880 | 12400 | 16STAGE APFCR-DIGITAL TYPE | 16STAGE APFCR | 0
TCAA1022 | TC | AUX.CONTACTOR AC COIL | 10A | 2NO+2NC | CA2-DN1229.A60 |  | 875 | 580 | 955 | 570 | 10A 2NO+2NC | AUXILLIARY CONTACTOR | 570
TCAA1033 | TC | AUX.CONTACTOR AC COIL | 10A | 3NO+3NC | CA2-DN1319.A60+LA1-D02 |  | 1105 | 700 | 1370 | 660 | 10A 3NO+3NC | AUXILLIARY CONTACTOR | 665
TCAA1044 | TC | AUX.CONTACTOR AC COIL | 10A | 4NO+4NC | CA2-DN140.A60+LA1-D04 |  | 1220 | 820 | 1370 | 740 | 10A 4NO+4NC | AUXILLIARY CONTACTOR | 750
TCAA10TI | TC | TIMER | 10A | TIMER | CA2-DN1229.A60+LA2-D24 |  | 1460 | 0 | 1320 | 870 | 10A TIMER | TIMER | 870
TCAD1022 | TC | AUX.CONTACTOR DC COIL | 10A | 2NO+2NC | TCA3-DN22 |  | 1200 | 850 | 1475 | 850 | T TYPE 10A 2NO+2NC | AUXILLIARY CONTACTOR | 860
TCAD1033 | TC | AUX.CONTACTOR DC COIL | 10A | 3NO+3NC | TCA3-DN22+TA1-DN20 |  | 1430 | 970 | 1890 | 970 | T TYPE 10A 3NO+3NC | AUXILLIARY CONTACTOR | 960
TCAD1044 | TC | AUX.CONTACTOR DC COIL | 10A | 4NO+4NC | TCA3-DN22+TA1-DN22 |  | 1545 | 1090 | 1890 | 1035 | T TYPE 10A 4NO+4NC | AUXILLIARY CONTACTOR | 1050
TCAD10TI | TC | TIMER DC | 10A | TIMER | TCA3-DN22+TA2-DT0 |  | 1800 | 1485 | 1800 | 1485 | 10A TIMER | TIMER DC | 0
TCMI19 | TC | MECHANICAL INTERLOCK | 185A |  | LC1-F185A | LA2-FG4G | 2300 | 850 | 2800 | 850 | 185A |  | 0
TCMI32 | TC | MECHANICAL INTERLOCK | 32A |  |  | LA2-D09978 | 320 | 0 | 415 | 210 | 32A |  | 0
TCMI63 | TC | MECHANICAL INTERLOCK | 63A |  | LA9-D50978 |  | 660 | 340 | 1225 | 340 | 63A |  | 0
TCMI64 | TC | MECHANICAL INTERLOCK | 630A |  | LC1-630A | LA9-FL4L | 2750 | 1500 | 3200 | 1500 | 630A |  | 0
TCMI80 | TC | MECHANICAL INTERLOCK | 80A |  | LC1-D80 | LA9-D80978 | 870 | 350 | 1310 | 350 | 80A |  | 0
TCOL090D | TC | O/L RELAY | LR1-D09 UPTO 7-10A | D RANGE | +MOUNTING PLATE |  | 1055 | 860 | 1350 | 860 | D09 UPTO 7-10A D RANGE | O/L RELAY OF SUITABLE RANGE | 860
TCOL120D | TC | O/L RELAY | LR1-D12 UPTO 10-13A | D RANGE | +MOUNTING PLATE |  | 1055 | 860 | 1350 | 860 | D12 UPTO 10-13A D RANGE | O/L RELAY OF SUITABLE RANGE | 860
TCOL130F | TC | O/L RELAY | LR1-FM125 0080-0125 | F RANGE |  |  | 6000 | 4250 | 6350 | 4250 | FM125 80-125 F RANGE | O/L RELAY OF SUITABLE RANGE | 4300
TCOL160D | TC | O/L RELAY | LR1-D16 UPTO 13-18A | D RANGE | +MOUNTING PLATE |  | 1220 | 905 | 1580 | 905 | D16 UPTO 13-18A D RANGE | O/L RELAY OF SUITABLE RANGE | 905
TCOL210F | TC | O/L RELAY | LR1-F200 0125-0200 | F RANGE |  |  | 6000 | 4250 | 6350 | 4250 | F200 125-200 F RANGE | O/L RELAY OF SUITABLE RANGE | 4300
TCOL250D | TC | O/L RELAY | LR1-D25 UPTO 18-25A | D RANGE | +MOUNTING PLATE |  | 1220 | 905 | 1580 | 905 | D25 UPTO 18-25A D RANGE | O/L RELAY OF SUITABLE RANGE | 905
TCOL260F | TC | O/L RELAY | LR1-F250 0160-0250 | F RANGE |  |  | 6000 | 4250 | 6350 | 4250 | F250 160-250 F RANGE | O/L RELAY OF SUITABLE RANGE | 4300
TCOL320D | TC | O/L RELAY | LR1-D32 UPTO 28-40A ; 23-32A | D RANGE | +MOUNTING PLATE |  | 2030 | 1390 | 3095 | 1390 | D32 UPTO 23-32A D RANGE | O/L RELAY OF SUITABLE RANGE | 1390
TCOL330F | TC | O/L RELAY | LR1-F315 0200-0315 | F RANGE |  |  | 7700 | 5550 | 8150 | 5550 | F315 200-315 F RANGE | O/L RELAY OF SUITABLE RANGE | 5600
TCOL400D | TC | O/L RELAY | LR1-D40 UPTO 23-32A ; 30-40A | D RANGE | +MOUNTING PLATE |  | 2030 | 1480 | 3095 | 1480 | D40 UPTO 30-40A D RANGE | O/L RELAY OF SUITABLE RANGE | 1480
TCOL410F | TC | O/L RELAY | LR1-F400 0250-0400 | F RANGE |  |  | 7700 | 5550 | 8150 | 5550 | F400 250-400 F RANGE | O/L RELAY OF SUITABLE RANGE | 5600
TCOL510F | TC | O/L RELAY | LR1-F500 0315-0500 | F RANGE |  |  | 7700 | 5550 | 8150 | 5550 | F500 315-500 F RANGE | O/L RELAY OF SUITABLE RANGE | 5600
TCOL630D | TC | O/L RELAY | LR1-D63 UPTO 38-50A ; 48-57A;57-66A | D RANGE | +MOUNTING PLATE |  | 3225 | 2380 | 4520 | 2380 | D63 UPTO 57-66A D RANGE | O/L RELAY OF SUITABLE RANGE | 2380
TCOL640F | TC | O/L RELAY | LR1-F630 0400-0630 | F RANGE |  |  | 7700 | 5550 | 8150 | 5550 | F630 400-630 F RANGE | O/L RELAY OF SUITABLE RANGE | 5600
TCOL800D | TC | O/L RELAY | LR1-D80 UPTO 66-80A | D RANGE |  |  | 3240 | 2100 | 4895 | 2100 | D80 UPTO 66-80A D RANGE | O/L RELAY OF SUITABLE RANGE | 2100
TCOL810F | TC | O/L RELAY | LR1-F800 0500-0800 | F RANGE |  |  | 21000 | 15100 | 23300 | 15100 | F800 500-800 F RANGE | O/L RELAY OF SUITABLE RANGE | 15200
TCPA090D | TC | POWER CONTACTOR A.C. | 9A | D RANGE (UPTO 80A) | LC1-D093.A60+LA1-D22 |  | 1095 | 710 | 1295 | 710 | 9A D RANGE | POWER CONTACTOR | 725
TCPA120D | TC | POWER CONTACTOR A.C. | 12A | D RANGE (UPTO 80A) | LC1-D129.A60+LA1-D22 |  | 1170 | 740 | 1415 | 740 | 12A D RANGE | POWER CONTACTOR | 755
TCPA130F | TC | POWER CONTACTOR A.C. | 115A | F RANGE (UPTO 780A) | LC1-F115A.A60+LA1-D22+LX1-FF(AC) |  | 12200 | 6500 | 15000 | 6500 | 115A F RANGE | POWER CONTACTOR | 6600
TCPA160D | TC | POWER CONTACTOR A.C. | 16A | D RANGE (UPTO 80A) | LC1-D179.A60+LA1-D22 |  | 1300 | 815 | 1580 | 815 | 16A D RANGE | POWER CONTACTOR | 830
TCPA160F | TC | POWER CONTACTOR A.C. | 150A | F RANGE (UPTO 780A) | LC1-F150A.A60+LA1-D22+LX1-FF(AC) |  | 16200 | 8900 | 20000 | 8900 | 150A F RANGE | POWER CONTACTOR | 9000
TCPA190F | TC | POWER CONTACTOR A.C. | 185A | F RANGE (UPTO 780A) | LC1-F185A.A60+LA1-D22+LX1-FG(AC) |  | 22075 | 11900 | 24900 | 11900 | 185A F RANGE | POWER CONTACTOR | 12110
TCPA230F | TC | POWER CONTACTOR A.C. | 225A | F RANGE (UPTO 780A) | LC1-F225A.A60+LA1-D22+LX1-FG(AC) |  | 24450 | 12900 | 27100 | 12900 | 225A F RANGE | POWER CONTACTOR | 13100
TCPA250D | TC | POWER CONTACTOR A.C. | 25A | D RANGE (UPTO 80A) | LC1-D253.A60+LA1-D22 |  | 1650 | 1030 | 1895 | 1030 | 25A D RANGE | POWER CONTACTOR | 1050
TCPA270F | TC | POWER CONTACTOR A.C. | 265A | F RANGE (UPTO 780A) | LC1-F265A.A60+LA1-D22+LX1-FH(AC) |  | 28500 | 15000 | 31200 | 15000 | 265A F RANGE | POWER CONTACTOR | 15225
TCPA320D | TC | POWER CONTACTOR A.C. | 32A | D RANGE (UPTO 80A) | LC1-D323.A60+LA1-D22 |  | 3090 | 1770 | 3585 | 1770 | 32A D RANGE | POWER CONTACTOR | 1800
TCPA340F | TC | POWER CONTACTOR A.C. | 330A | F RANGE (UPTO 780A) | LC1-F330A.A60+LA1-D22+LX1-FH(AC) |  | 33950 | 17500 | 39000 | 17500 | 330A F RANGE | POWER CONTACTOR | 17750
TCPA400D | TC | POWER CONTACTOR A.C. | 40A | D RANGE (UPTO 80A) | LC1-D403.A60+LA1-D22 |  | 4240 | 2720 | 5115 | 2720 | 40A D RANGE | POWER CONTACTOR | 2730
TCPA410F | TC | POWER CONTACTOR A.C. | 400A | F RANGE (UPTO 780A) | LC1-F400A.A60+LA1-D22+LX1-FJ(AC) |  | 39985 | 21000 | 46800 | 21000 | 400A F RANGE | POWER CONTACTOR | 21350
TCPA500D | TC | POWER CONTACTOR A.C. | 50A | D RANGE (UPTO 80A) | LC1-D503.A60+LA1-D22 |  | 5345 | 3120 | 6325 | 3120 | 50A D RANGE | POWER CONTACTOR | 3180
TCPA510F | TC | POWER CONTACTOR A.C. | 500A | F RANGE (UPTO 780A) | LC1-F500A.A60+LA1-D22+LX1-FK(AC) |  | 56700 | 33600 | 65000 | 33600 | 500A F RANGE | POWER CONTACTOR | 34110
TCPA630D | TC | POWER CONTACTOR A.C. | 63A | D RANGE (UPTO 80A) | LC1-D633.A60+LA1-D22 |  | 7180 | 4170 | 8015 | 4170 | 63A D RANGE | POWER CONTACTOR | 4230
TCPA640F | TC | POWER CONTACTOR A.C. | 630A | F RANGE (UPTO 780A) | LC1-F630A.A60+LA1-D22+LX1-FL(AC) |  | 82215 | 50000 | 96000 | 50000 | 630A F RANGE | POWER CONTACTOR | 51000
TCPA790F | TC | POWER CONTACTOR A.C. | 780A | F RANGE (UPTO 780A) | LC1-F780A.A60+LA1-D22+LX1-FX(AC) |  | 168400 | 79000 | 190000 | 79000 | 780A F RANGE | POWER CONTACTOR | 84180
TCPA800D | TC | POWER CONTACTOR A.C. | 80A | D RANGE (UPTO 80A) | LC1-D803.A60+LA1-D22 |  | 9010 | 5070 | 10020 | 5070 | 80A D RANGE | POWER CONTACTOR | 5130
TCPD090D | TC | POWER CONTACTOR D.C. | 9A | T RANGE (UPTO 80A) | TP1-D09+TA1-DN22 |  | 1460 | 995 | 1765 | 995 | 9A T RANGE | POWER CONTACTOR | 1000
TCPD120D | TC | POWER CONTACTOR D.C. | 12A | T RANGE (UPTO 80A) | TP1-D12+TA1-DN22 |  | 1600 | 1055 | 1935 | 1055 | 12A T RANGE | POWER CONTACTOR | 1070
TCPD130F | TC | POWER CONTACTOR D.C. | 115A | F RANGE (UPTO 780A) | LC1-F115A+LA1-D22+LX4-FF |  | 14500 | 8750 | 15000 | 8750 | 115A F RANGE | POWER CONTACTOR | 8800
TCPD160D | TC | POWER CONTACTOR D.C. | 16A | T RANGE (UPTO 80A) | LP1-D18+TA1-DN22 |  | 1830 | 1255 | 2115 | 1255 | 16A T RANGE | POWER CONTACTOR | 1260
TCPD160F | TC | POWER CONTACTOR D.C. | 150A | F RANGE (UPTO 780A) | LC1-F150A+LA1-D22+LX4-FF |  | 19000 | 11150 | 20000 | 11150 | 150A F RANGE | POWER CONTACTOR | 11200
TCPD190F | TC | POWER CONTACTOR D.C. | 185A | F RANGE (UPTO 780A) | LC1-F185A+LA1-D22+LX4-FG |  | 26000 | 14800 | 24900 | 14800 | 185A F RANGE | POWER CONTACTOR | 14960
TCPD230F | TC | POWER CONTACTOR D.C. | 225A | F RANGE (UPTO 780A) | LC1-F225A+LA1-D22+LX4-FG |  | 27000 | 15800 | 27100 | 15800 | 225A F RANGE | POWER CONTACTOR | 15950
TCPD250D | TC | POWER CONTACTOR D.C. | 25A | T RANGE (UPTO 80A) | TP1-D25+TA1-DN22 |  | 2530 | 1985 | 2915 | 1985 | 25A T RANGE | POWER CONTACTOR | 2390
TCPD270F | TC | POWER CONTACTOR D.C. | 265A | F RANGE (UPTO 780A) | LC1-F265A+LA1-D22+LX4-FH |  | 30500 | 18610 | 31200 | 18610 | 265A F RANGE | POWER CONTACTOR | 18835
TCPD320D | TC | POWER CONTACTOR D.C. | 32A | T RANGE (UPTO 80A) | TP1-D32+TA1-DN22 |  | 4940 | 2985 | 5315 | 2985 | 32A T RANGE | POWER CONTACTOR | 3040
TCPD340F | TC | POWER CONTACTOR D.C. | 330A | F RANGE (UPTO 780A) | LC1-F330A+LA1-D22+LX4-FH |  | 37000 | 21110 | 39000 | 21110 | 330A F RANGE | POWER CONTACTOR | 21360
TCPD400D | TC | POWER CONTACTOR D.C. | 40A | T RANGE (UPTO 80A) | TP1-D40+TA1-DN22 |  | 6030 | 3385 | 7015 | 3385 | 40A T RANGE | POWER CONTACTOR | 3040
TCPD410F | TC | POWER CONTACTOR D.C. | 400A | F RANGE (UPTO 780A) | LC1-F400A+LA1-D22+LX4-FJ |  | 42325 | 24500 | 46800 | 24500 | 400A F RANGE | POWER CONTACTOR | 24850
TCPD500D | TC | POWER CONTACTOR D.C. | 50A | T RANGE (UPTO 80A) | TP1-D50+TA1-DN22 |  | 7820 | 4385 | 8555 | 4385 | 50A T RANGE | POWER CONTACTOR | 4490
TCPD510F | TC | POWER CONTACTOR D.C. | 500A | F RANGE (UPTO 780A) | LC1-F500A+LA1-D22+LX4-FK |  | 62000 | 36200 | 65000 | 36200 | 500A F RANGE | POWER CONTACTOR | 36710
TCPD630D | TC | POWER CONTACTOR D.C. | 63A | T RANGE (UPTO 80A) | TP1-D66+TA1-DN22 |  | 8605 | 4985 | 9725 | 4985 | 63A T RANGE | POWER CONTACTOR | 5190
TCPD640F | TC | POWER CONTACTOR D.C. | 630A | F RANGE (UPTO 780A) | LC1-F630A+LA1-D22+LX4-FL |  | 96425 | 52900 | 96000 | 52900 | 630A F RANGE | POWER CONTACTOR | 53810
TCPD790F | TC | POWER CONTACTOR D.C. | 780A | F RANGE (UPTO 780A) | LC1-F780A+LA1-D22+LX4-FX |  | 178325 | 79800 | 190000 | 79800 | 780A F RANGE | POWER CONTACTOR | 85180
TCPD800D | TC | POWER CONTACTOR D.C. | 80A | T RANGE (UPTO 80A) | TP1-D80+TA1-DN22 |  | 10835 | 6085 | 11795 | 6085 | 80A T RANGE | POWER CONTACTOR | 6240
TMMB1636 | TELEMEACANIQUE MERLIN-GERLIN | MCCB | 160A | 36KA | NS160N-3P | 03 | 8500 | 0 | 8500 | 8500 | 160A 36KA NS160N-3P | MCCB WITH FRONT OPERATING HANDLE | 0
TMMB1770 | TELEMEACANIQUE MERLIN-GERLIN | MCCB FOR STARTER | 160A | 70KA | NS160N +STR22SE | 03 | 13268 | 0 | 13268 | 13268 | 160A NS160N +STR22SE+OP.HAN | MCCB | 0
TMMB2136 | TELEMEACANIQUE MERLIN-GERLIN | MCCB | 200A | 36KA | NS250N-3P | 03 | 12700 | 0 | 12700 | 12700 | 200A 36KA NS250N-3P | MCCB WITH FRONT OPERATING HANDLE | 0
TMMB2170 | TELEMEACANIQUE MERLIN-GERLIN | MCCB | 200A | 70KA | NS200H-MA | 03 | 20965 | 0 | 20965 | 20965 | 200A 70KA NS200H-MA | MCCB WITH FRONT OPERATING HANDLE | 0
TMMB2636 | TELEMEACANIQUE MERLIN-GERLIN | MCCB | 250A | 36KA | NS250N-3P | 06 | 12700 | 0 | 12700 | 12700 | 250A 36KA NS250N-3P | MCCB WITH FRONT OPERATING HANDLE | 0
TMMB2670 | TELEMEACANIQUE MERLIN-GERLIN | MCCB FOR STARTER | 250A |  | NS250N+STR22SE | 03 | 20965 | 0 | 20965 | 20965 | 250A NS250N+STR22SE+OP.HANDLE | MCCB | 0
TMMB4145 | TELEMEACANIQUE MERLIN-GERLIN | MCCB | 400A | 45KA | NS400N-3P | 04 | 15200 | 0 | 15200 | 15200 | 400A 45KA NS400N-3P | MCCB WITH FRONT OPERATING HANDLE | 0
TMMB4170 | TELEMEACANIQUE MERLIN-GERLIN | MCCB FOR STARTER | 400A |  | NS400N | 03 | 41504 | 0 | 41504 | 41504 | 400A NS400N | MCCB | 0
TMMB6445 | TELEMEACANIQUE MERLIN-GERLIN | MCCB | 630A | 45KA | NS630N-3P | 06 | 16500 | 0 | 16500 | 16500 | 630A 45KA NS630N-3P | MCCB WITH FRONT OPERATING HANDLE | 0
TMMB6470 | TELEMEACANIQUE MERLIN-GERLIN | MCCB FOR STARTER | 630A |  | NS630N | 03 | 52664 | 0 | 52664 | 52664 | 630A NS630N | MCCB | 0
USDI0212 | USHA RECTIFIER | DIODE | 2A | 100 PIV |  |  | 120 | 0 | 120 | 60 | 2A 100 PIV | DIODE | 0
TCOL00HD | TC | O/L RELAY (HEAVY DUTY) |  | HEAVY DUTY | TYPE TR6 |  | 7500 | 0 | 9700 | 6490 | HEAVY DUTY | HEAVY DUTY O/L RELAY | 0
CSAC1231 | C&S | TP ACB | 1000A | ELEC.OPERATED D/O TYPE | WITH BUILT IN O/L & S/C RELEASES & | WITH 5NO+5NC AUX.CONTACT BLOCK | 154440 | 92000 | 156460 | 92000 | 1000A E/O D/O WITH REL |  | 99000
CSAC1232 | C&S | TP ACB | 1000A | ELEC.OPERATED D/O TYPE | W/O BUILT IN O/L & S/C RELEASES BUT | WITH 5NO+5NC AUX.CONTACT BLOCK | 135980 | 85800 | 149910 | 85800 | 1000A E/O D/O W/O REL |  | 93800
CSAC1233 | C&S | TP ACB | 1000A | MAN.OPERATED D/O TYPE | WITH BUILT IN O/L & S/C RELEASES & | WITH 5NO+5NC AUX.CONTACT BLOCK | 119520 | 71500 | 127350 | 71500 | 1000A M/O D/O WITH REL |  | 75500
CSAC1234 | C&S | TP ACB | 1000A | MAN.OPERATED D/O TYPE | W/O BUILT IN O/L & S/C RELEASES BUT | WITH 5NO+5NC AUX.CONTACT BLOCK | 102740 | 55300 | 114730 | 55300 | 1000A M/O D/O W/O REL |  | 59800
CSAC1235 | C&S | TP ACB | 1000A | ELEC.OPERATED FIXED TYPE | WITH BUILT IN O/L & S/C RELEASES & | WITH 5NO+5NC AUX.CONTACT BLOCK | 116080 | 71000 | 117010 | 71000 | 1000A E/O FIX WITH REL |  | 78000
CSAC1236 | C&S | TP ACB | 1000A | ELEC.OPERATED FIXED TYPE | W/O BUILT IN O/L & S/C RELEASES BUT | WITH 5NO+5NC AUX.CONTACT BLOCK | 99100 | 58300 | 109080 | 58300 | 1000A E/O FIX W/O REL |  | 63800
CSAC1237 | C&S | TP ACB | 1000A | MAN.OPERATED FIXED TYPE | WITH BUILT IN O/L & S/C RELEASES & | WITH 5NO+5NC AUX.CONTACT BLOCK | 77550 | 45000 | 81860 | 45000 | 1000A M/O FIX WITH REL |  | 47200
CSAC1238 | C&S | TP ACB | 1000A | MAN.OPERATED FIXED TYPE | W/O BUILT IN O/L & S/C RELEASES BUT | WITH 5NO+5NC AUX.CONTACT BLOCK | 61740 | 30300 | 70230 | 30300 | 1000A M/O FIX W/O REL |  | 32300
CSAC1241 | C&S | 4P ACB | 1000A | ELEC.OPERATED D/O TYPE | WITH BUILT IN O/L & S/C RELEASES & | WITH 5NO+5NC AUX.CONTACT BLOCK | 192870 | 120000 | 202320 | 120000 | 1000A E/O D/O WITH REL |  | 129000
CSAC1242 | C&S | 4P ACB | 1000A | ELEC.OPERATED D/O TYPE | W/O BUILT IN O/L & S/C RELEASES BUT | WITH 5NO+5NC AUX.CONTACT BLOCK | 177340 | 111800 | 187430 | 111800 | 1000A E/O D/O W/O REL |  | 120300
CSAC1243 | C&S | 4P ACB | 1000A | MAN.OPERATED D/O TYPE | WITH BUILT IN O/L & S/C RELEASES & | WITH 5NO+5NC AUX.CONTACT BLOCK | 153440 | 92000 | 163970 | 92000 | 1000A M/O D/O WITH REL |  | 97500
CSAC1244 | C&S | 4P ACB | 1000A | MAN.OPERATED D/O TYPE | W/O BUILT IN O/L & S/C RELEASES BUT | WITH 5NO+5NC AUX.CONTACT BLOCK | 135130 | 81800 | 145990 | 81800 | 1000A M/O D/O W/O REL |  | 88800
CSAC1245 | C&S | 4P ACB | 1000A | ELEC.OPERATED FIXED TYPE | WITH BUILT IN O/L & S/C RELEASES & | WITH 5NO+5NC AUX.CONTACT BLOCK | 143610 | 88000 | 149290 | 88000 | 1000A E/O FIX WITH REL |  | 96800
CSAC1246 | C&S | 4P ACB | 1000A | ELEC.OPERATED FIXED TYPE | W/O BUILT IN O/L & S/C RELEASES BUT | WITH 5NO+5NC AUX.CONTACT BLOCK | 125560 | 71800 | 133060 | 71800 | 1000A E/O FIX W/O REL |  | 79300
CSAC1247 | C&S | 4P ACB | 1000A | MAN.OPERATED FIXED TYPE | WITH BUILT IN O/L & S/C RELEASES & | WITH 5NO+5NC AUX.CONTACT BLOCK | 102240 | 58000 | 109560 | 58000 | 1000A M/O FIX WITH REL |  | 60500
CSAC1248 | C&S | 4P ACB | 1000A | MAN.OPERATED FIXED TYPE | W/O BUILT IN O/L & S/C RELEASES BUT | WITH 5NO+5NC AUX.CONTACT BLOCK | 84360 | 45800 | 95410 | 45800 | 1000A M/O FIX W/O REL |  | 48800
CSAC1431 | C&S | TP ACB | 1250A | ELEC.OPERATED D/O TYPE | WITH BUILT IN O/L & S/C RELEASES & | WITH 5NO+5NC AUX.CONTACT BLOCK | 181200 | 110000 | 169290 | 110000 | 1250A E/O D/O WITH REL |  | 118500
CSAC1432 | C&S | TP ACB | 1250A | ELEC.OPERATED D/O TYPE | W/O BUILT IN O/L & S/C RELEASES BUT | WITH 5NO+5NC AUX.CONTACT BLOCK | 162850 | 101800 | 169630 | 101800 | 1250A E/O D/O W/O REL |  | 111300
CSAC1433 | C&S | TP ACB | 1250A | MAN.OPERATED D/O TYPE | WITH BUILT IN O/L & S/C RELEASES & | WITH 5NO+5NC AUX.CONTACT BLOCK | 148370 | 88000 | 143200 | 88000 | 1250A M/O D/O WITH REL |  | 93000
CSAC1434 | C&S | TP ACB | 1250A | MAN.OPERATED D/O TYPE | W/O BUILT IN O/L & S/C RELEASES BUT | WITH 5NO+5NC AUX.CONTACT BLOCK | 130030 | 72300 | 139170 | 72300 | 1250A M/O D/O W/O REL |  | 78300
CSAC1435 | C&S | TP ACB | 1250A | ELEC.OPERATED FIXED TYPE | WITH BUILT IN O/L & S/C RELEASES & | WITH 5NO+5NC AUX.CONTACT BLOCK | 142860 | 91000 | 136710 | 91000 | 1250A E/O FIX WITH REL |  | 100000
CSAC1436 | C&S | TP ACB | 1250A | ELEC.OPERATED FIXED TYPE | W/O BUILT IN O/L & S/C RELEASES BUT | WITH 5NO+5NC AUX.CONTACT BLOCK | 126630 | 81800 | 133530 | 81800 | 1250A E/O FIX W/O REL |  | 89800
CSAC1437 | C&S | TP ACB | 1250A | MAN.OPERATED FIXED TYPE | WITH BUILT IN O/L & S/C RELEASES & | WITH 5NO+5NC AUX.CONTACT BLOCK | 105240 | 63000 | 106300 | 63000 | 1250A M/O FIX WITH REL |  | 66000
CSAC1438 | C&S | TP ACB | 1250A | MAN.OPERATED FIXED TYPE | W/O BUILT IN O/L & S/C RELEASES BUT | WITH 5NO+5NC AUX.CONTACT BLOCK | 88250 | 50300 | 98920 | 50300 | 1250A M/O FIX W/O REL |  | 53300
CSAC1441 | C&S | 4P ACB | 1250A | ELEC.OPERATED D/O TYPE | WITH BUILT IN O/L & S/C RELEASES & | WITH 5NO+5NC AUX.CONTACT BLOCK | 223910 | 145000 | 222510 | 145000 | 1250A E/O D/O WITH REL |  | 156000
CSAC1442 | C&S | 4P ACB | 1250A | ELEC.OPERATED D/O TYPE | W/O BUILT IN O/L & S/C RELEASES BUT | WITH 5NO+5NC AUX.CONTACT BLOCK | 209000 | 125800 | 209660 | 125800 | 1250A E/O D/O W/O REL |  | 135800
CSAC1443 | C&S | 4P ACB | 1250A | MAN.OPERATED D/O TYPE | WITH BUILT IN O/L & S/C RELEASES & | WITH 5NO+5NC AUX.CONTACT BLOCK | 187250 | 115000 | 193420 | 115000 | 1250A M/O D/O WITH REL |  | 122000
CSAC1444 | C&S | 4P ACB | 1250A | MAN.OPERATED D/O TYPE | W/O BUILT IN O/L & S/C RELEASES BUT | WITH 5NO+5NC AUX.CONTACT BLOCK | 166350 | 94800 | 179520 | 94800 | 1250A M/O D/O W/O REL |  | 102800
CSAC1445 | C&S | 4P ACB | 1250A | ELEC.OPERATED FIXED TYPE | WITH BUILT IN O/L & S/C RELEASES & | WITH 5NO+5NC AUX.CONTACT BLOCK | 174770 | 115000 | 176450 | 115000 | 1250A E/O FIX WITH REL |  | 126500
CSAC1446 | C&S | 4P ACB | 1250A | ELEC.OPERATED FIXED TYPE | W/O BUILT IN O/L & S/C RELEASES BUT | WITH 5NO+5NC AUX.CONTACT BLOCK | 162480 | 99800 | 161480 | 99800 | 1250A E/O FIX W/O REL |  | 109800
CSAC1447 | C&S | 4P ACB | 1250A | MAN.OPERATED FIXED TYPE | WITH BUILT IN O/L & S/C RELEASES & | WITH 5NO+5NC AUX.CONTACT BLOCK | 135730 | 82000 | 140200 | 82000 | 1250A M/O FIX WITH REL |  | 86000
CSAC1448 | C&S | 4P ACB | 1250A | MAN.OPERATED FIXED TYPE | W/O BUILT IN O/L & S/C RELEASES BUT | WITH 5NO+5NC AUX.CONTACT BLOCK | 116570 | 68300 | 123630 | 68300 | 1250A M/O FIX W/O REL |  | 72800
CSAC1831 | C&S | TP ACB | 1600A | ELEC.OPERATED D/O TYPE | WITH BUILT IN O/L & S/C RELEASES & | WITH 5NO+5NC AUX.CONTACT BLOCK | 192970 | 116000 | 194030 | 116000 | 1600A E/O D/O WITH REL |  | 125000
CSAC1832 | C&S | TP ACB | 1600A | ELEC.OPERATED D/O TYPE | W/O BUILT IN O/L & S/C RELEASES BUT | WITH 5NO+5NC AUX.CONTACT BLOCK | 181400 | 106800 | 190760 | 106800 | 1600A E/O D/O W/O REL |  | 116700
CSAC1833 | C&S | TP ACB | 1600A | MAN.OPERATED D/O TYPE | WITH BUILT IN O/L & S/C RELEASES & | WITH 5NO+5NC AUX.CONTACT BLOCK | 157030 | 95000 | 161500 | 95000 | 1600A M/O D/O WITH REL |  | 100500
CSAC1834 | C&S | TP ACB | 1600A | MAN.OPERATED D/O TYPE | W/O BUILT IN O/L & S/C RELEASES BUT | WITH 5NO+5NC AUX.CONTACT BLOCK | 144980 | 79300 | 158160 | 79300 | 1600A M/O D/O W/O REL |  | 85800
CSAC1835 | C&S | TP ACB | 1600A | ELEC.OPERATED FIXED TYPE | WITH BUILT IN O/L & S/C RELEASES & | WITH 5NO+5NC AUX.CONTACT BLOCK | 152260 | 95000 | 148700 | 95000 | 1600A E/O FIX WITH REL |  | 104000
CSAC1836 | C&S | TP ACB | 1600A | ELEC.OPERATED FIXED TYPE | W/O BUILT IN O/L & S/C RELEASES BUT | WITH 5NO+5NC AUX.CONTACT BLOCK | 138150 | 86800 | 143570 | 86800 | 1600A E/O FIX W/O REL |  | 95800
CSAC1837 | C&S | TP ACB | 1600A | MAN.OPERATED FIXED TYPE | WITH BUILT IN O/L & S/C RELEASES & | WITH 5NO+5NC AUX.CONTACT BLOCK | 109010 | 66500 | 115720 | 66500 | 1600A M/O FIX WITH REL |  | 70000
CSAC1838 | C&S | TP ACB | 1600A | MAN.OPERATED FIXED TYPE | W/O BUILT IN O/L & S/C RELEASES BUT | WITH 5NO+5NC AUX.CONTACT BLOCK | 91910 | 51800 | 102740 | 51800 | 1600A M/O FIX W/O REL |  | 55300
CSAC1841 | C&S | 4P ACB | 1600A | ELEC.OPERATED D/O TYPE | WITH BUILT IN O/L & S/C RELEASES & | WITH 5NO+5NC AUX.CONTACT BLOCK | 240570 | 152000 | 243660 | 152000 | 1600A E/O D/O WITH REL |  | 163500
CSAC1842 | C&S | 4P ACB | 1600A | ELEC.OPERATED D/O TYPE | W/O BUILT IN O/L & S/C RELEASES BUT | WITH 5NO+5NC AUX.CONTACT BLOCK | 225130 | 136800 | 228160 | 136800 | 1600A E/O D/O W/O REL |  | 146800
CSAC1843 | C&S | 4P ACB | 1600A | MAN.OPERATED D/O TYPE | WITH BUILT IN O/L & S/C RELEASES & | WITH 5NO+5NC AUX.CONTACT BLOCK | 206380 | 125000 | 210830 | 125000 | 1600A M/O D/O WITH REL |  | 132500
CSAC1844 | C&S | 4P ACB | 1600A | MAN.OPERATED D/O TYPE | W/O BUILT IN O/L & S/C RELEASES BUT | WITH 5NO+5NC AUX.CONTACT BLOCK | 185040 | 104800 | 197560 | 104800 | 1600A M/O D/O W/O REL |  | 113300
CSAC1845 | C&S | 4P ACB | 1600A | ELEC.OPERATED FIXED TYPE | WITH BUILT IN O/L & S/C RELEASES & | WITH 5NO+5NC AUX.CONTACT BLOCK | 182020 | 121000 | 189750 | 121000 | 1600A E/O FIX WITH REL |  | 133100
CSAC1846 | C&S | 4P ACB | 1600A | ELEC.OPERATED FIXED TYPE | W/O BUILT IN O/L & S/C RELEASES BUT | WITH 5NO+5NC AUX.CONTACT BLOCK | 169100 | 104800 | 177040 | 104800 | 1600A E/O FIX W/O REL |  | 115300
CSAC1847 | C&S | 4P ACB | 1600A | MAN.OPERATED FIXED TYPE | WITH BUILT IN O/L & S/C RELEASES & | WITH 5NO+5NC AUX.CONTACT BLOCK | 141210 | 86000 | 151270 | 86000 | 1600A M/O FIX WITH REL |  | 90000
CSAC1848 | C&S | 4P ACB | 1600A | MAN.OPERATED FIXED TYPE | W/O BUILT IN O/L & S/C RELEASES BUT | WITH 5NO+5NC AUX.CONTACT BLOCK | 122820 | 72300 | 134190 | 72300 | 1600A M/O FIX W/O REL |  | 77200
CSAC2231 | C&S | TP ACB | 2000A | ELEC.OPERATED D/O TYPE | WITH BUILT IN O/L & S/C RELEASES & | WITH 5NO+5NC AUX.CONTACT BLOCK | 223590 | 137000 | 227280 | 137000 | 2000A E/O D/O WITH REL |  | 147000
CSAC2232 | C&S | TP ACB | 2000A | ELEC.OPERATED D/O TYPE | W/O BUILT IN O/L & S/C RELEASES BUT | WITH 5NO+5NC AUX.CONTACT BLOCK | 209720 | 121500 | 218880 | 121500 | 2000A E/O D/O W/O REL |  | 133000
CSAC2233 | C&S | TP ACB | 2000A | MAN.OPERATED D/O TYPE | WITH BUILT IN O/L & S/C RELEASES & | WITH 5NO+5NC AUX.CONTACT BLOCK | 188000 | 115000 | 193200 | 115000 | 2000A M/O D/O WITH REL |  | 121500
CSAC2234 | C&S | TP ACB | 2000A | MAN.OPERATED D/O TYPE | W/O BUILT IN O/L & S/C RELEASES BUT | WITH 5NO+5NC AUX.CONTACT BLOCK | 174950 | 94500 | 187190 | 94500 | 2000A M/O D/O W/O REL |  | 102500
CSAC2235 | C&S | TP ACB | 2000A | ELEC.OPERATED FIXED TYPE | WITH BUILT IN O/L & S/C RELEASES & | WITH 5NO+5NC AUX.CONTACT BLOCK | 169110 | 106000 | 181160 | 106000 | 2000A E/O FIX WITH REL |  | 110000
CSAC2236 | C&S | TP ACB | 2000A | ELEC.OPERATED FIEXD TYPE | W/O BUILT IN O/L & S/C RELEASES BUT | WITH 5NO+5NC AUX.CONTACT BLOCK | 156280 | 96500 | 169950 | 96500 | 2000A E/O FIX W/O REL |  | 106500
CSAC2237 | C&S | TP ACB | 2000A | MAN.OPERATED FIXED TYPE | WITH BUILT IN O/L & S/C RELEASES & | WITH 5NO+5NC AUX.CONTACT BLOCK | 124950 | 75000 | 133350 | 75000 | 2000A M/O FIX WITH REL |  | 79000
CSAC2238 | C&S | TP ACB | 2000A | MAN.OPERATED FIXED TYPE | W/O BUILT IN O/L & S/C RELEASES BUT | WITH 5NO+5NC AUX.CONTACT BLOCK | 107740 | 61500 | 118740 | 61500 | 2000A M/O FIX W/O REL |  | 65500
CSAC2241 | C&S | 4P ACB | 2000A | ELEC.OPERATED D/O TYPE | WITH BUILT IN O/L & S/C RELEASES & | WITH 5NO+5NC AUX.CONTACT BLOCK | 284200 | 178000 | 290080 | 178000 | 2000A E/O D/O WITH REL |  | 191000
CSAC2242 | C&S | 4P ACB | 2000A | ELEC.OPERATED D/O TYPE | W/O BUILT IN O/L & S/C RELEASES BUT | WITH 5NO+5NC AUX.CONTACT BLOCK | 264390 | 158500 | 264250 | 158500 | 2000A E/O D/O W/O REL |  | 170500
CSAC2243 | C&S | 4P ACB | 2000A | MAN.OPERATED D/O TYPE | WITH BUILT IN O/L & S/C RELEASES & | WITH 5NO+5NC AUX.CONTACT BLOCK | 249700 | 150000 | 261900 | 150000 | 2000A M/O D/O WITH REL |  | 159000
CSAC2244 | C&S | 4P ACB | 2000A | MAN.OPERATED D/O TYPE | W/O BUILT IN O/L & S/C RELEASES BUT | WITH 5NO+5NC AUX.CONTACT BLOCK | 229530 | 124500 | 243260 | 124500 | 2000A M/O D/O W/O REL |  | 134500
CSAC2245 | C&S | 4P ACB | 2000A | ELEC.OPERATED FIXED TYPE | WITH BUILT IN O/L & S/C RELEASES & | WITH 5NO+5NC AUX.CONTACT BLOCK | 210620 | 132000 | 226700 | 132000 | 2000A E/O FIX WITH REL |  | 145000
CSAC2246 | C&S | 4P ACB | 2000A | ELEC.OPERATED FIEXD TYPE | W/O BUILT IN O/L & S/C RELEASES BUT | WITH 5NO+5NC AUX.CONTACT BLOCK | 188190 | 113500 | 204930 | 113500 | 2000A E/O FIX W/O REL |  | 125000
CSAC2247 | C&S | 4P ACB | 2000A | MAN.OPERATED FIXED TYPE | WITH BUILT IN O/L & S/C RELEASES & | WITH 5NO+5NC AUX.CONTACT BLOCK | 166850 | 98000 | 179540 | 98000 | 2000A M/O FIX WITH REL |  | 102000
CSAC2248 | C&S | 4P ACB | 2000A | MAN.OPERATED FIXED TYPE | W/O BUILT IN O/L & S/C RELEASES BUT | WITH 5NO+5NC AUX.CONTACT BLOCK | 148990 | 80500 | 164230 | 80500 | 2000A M/O FIX W/O REL |  | 86000
CSAC2731 | C&S | TP ACB | 2500A | ELEC.OPERATED D/O TYPE | WITH BUILT IN O/L & S/C RELEASES & | WITH 5NO+5NC AUX.CONTACT BLOCK | 252640 | 152000 | 261350 | 152000 | 2500A E/O D/O WITH REL |  | 163500
CSAC2732 | C&S | TP ACB | 2500A | ELEC.OPERATED D/O TYPE | W/O BUILT IN O/L & S/C RELEASES BUT | WITH 5NO+5NC AUX.CONTACT BLOCK | 235650 | 140600 | 256200 | 140600 | 2500A E/O D/O W/O REL |  | 153600
CSAC2733 | C&S | TP ACB | 2500A | MAN.OPERATED D/O TYPE | WITH BUILT IN O/L & S/C RELEASES & | WITH 5NO+5NC AUX.CONTACT BLOCK | 224060 | 135000 | 233400 | 135000 | 2500A M/O D/O WITH REL |  | 143000
CSAC2734 | C&S | TP ACB | 2500A | MAN.OPERATED D/O TYPE | W/O BUILT IN O/L & S/C RELEASES BUT | WITH 5NO+5NC AUX.CONTACT BLOCK | 203870 | 111100 | 223720 | 111100 | 2500A M/O D/O W/O REL |  | 120600
CSAC2735 | C&S | TP ACB | 2500A | ELEC.OPERATED FIXED TYPE | WITH BUILT IN O/L & S/C RELEASES & | WITH 5NO+5NC AUX.CONTACT BLOCK | 190400 | 114000 | 204520 | 114000 | 2500A E/O FIX WITH REL |  | 125000
CSAC2736 | C&S | TP ACB | 2500A | ELEC.OPERATED FIXED TYPE | W/O BUILT IN O/L & S/C RELEASES BUT | WITH 5NO+5NC AUX.CONTACT BLOCK | 176460 | 105600 | 192550 | 105600 | 2500A E/O FIX W/O REL |  | 116600
CSAC2737 | C&S | TP ACB | 2500A | MAN.OPERATED FIXED TYPE | WITH BUILT IN O/L & S/C RELEASES & | WITH 5NO+5NC AUX.CONTACT BLOCK | 143050 | 87000 | 153300 | 87000 | 2500A M/O FIX WITH REL |  | 91000
CSAC2738 | C&S | TP ACB | 2500A | MAN.OPERATED FIXED TYPE | W/O BUILT IN O/L & S/C RELEASES BUT | WITH 5NO+5NC AUX.CONTACT BLOCK | 122170 | 68100 | 132710 | 68100 | 2500A M/O FIX W/O REL |  | 72600
CSAC2741 | C&S | 4P ACB | 2500A | ELEC.OPERATED D/O TYPE | WITH BUILT IN O/L & S/C RELEASES & | WITH 5NO+5NC AUX.CONTACT BLOCK | 323160 | 199000 | 338590 | 199000 | 2500A E/O D/O WITH REL |  | 214000
CSAC2742 | C&S | 4P ACB | 2500A | ELEC.OPERATED D/O TYPE | W/O BUILT IN O/L & S/C RELEASES BUT | WITH 5NO+5NC AUX.CONTACT BLOCK | 306570 | 178600 | 315480 | 178600 | 2500A E/O D/O W/O REL |  | 192600
CSAC2743 | C&S | 4P ACB | 2500A | MAN.OPERATED D/O TYPE | WITH BUILT IN O/L & S/C RELEASES & | WITH 5NO+5NC AUX.CONTACT BLOCK | 295220 | 175000 | 300460 | 175000 | 2500A M/O D/O WITH REL |  | 185500
CSAC2744 | C&S | 4P ACB | 2500A | MAN.OPERATED D/O TYPE | W/O BUILT IN O/L & S/C RELEASES BUT | WITH 5NO+5NC AUX.CONTACT BLOCK | 276750 | 147600 | 283190 | 147600 | 2500A M/O D/O W/O REL |  | 159600
CSAC2745 | C&S | 4P ACB | 2500A | ELEC.OPERATED FIXED TYPE | WITH BUILT IN O/L & S/C RELEASES & | WITH 5NO+5NC AUX.CONTACT BLOCK | 237140 | 143000 | 255810 | 143000 | 2500A E/O FIX WITH REL |  | 157300
CSAC2746 | C&S | 4P ACB | 2500A | ELEC.OPERATED FIXED TYPE | W/O BUILT IN O/L & S/C RELEASES BUT | WITH 5NO+5NC AUX.CONTACT BLOCK | 212380 | 122600 | 229670 | 122600 | 2500A E/O FIX W/O REL |  | 135100
CSAC2747 | C&S | 4P ACB | 2500A | MAN.OPERATED FIXED TYPE | WITH BUILT IN O/L & S/C RELEASES & | WITH 5NO+5NC AUX.CONTACT BLOCK | 190010 | 112000 | 209220 | 112000 | 2500A M/O FIX WITH REL |  | 117600
CSAC2748 | C&S | 4P ACB | 2500A | MAN.OPERATED FIXED TYPE | W/O BUILT IN O/L & S/C RELEASES BUT | WITH 5NO+5NC AUX.CONTACT BLOCK | 171940 | 91100 | 188520 | 91100 | 2500A M/O FIX W/O REL |  | 97600
CSAC3431 | C&S | TP ACB | 3200A | ELEC.OPERATED D/O TYPE | WITH BUILT IN O/L & S/C RELEASES & | WITH 5NO+5NC AUX.CONTACT BLOCK | 317060 | 195000 | 335360 | 195000 | 3200A E/O D/O WITH REL |  | 210000
CSAC3432 | C&S | TP ACB | 3200A | ELEC.OPERATED D/O TYPE | W/O BUILT IN O/L & S/C RELEASES BUT | WITH 5NO+5NC AUX.CONTACT BLOCK | 295530 | 187600 | 321570 | 187600 | 3200A E/O D/O W/O REL |  | 205600
CSAC3433 | C&S | TP ACB | 3200A | MAN.OPERATED D/O TYPE | WITH BUILT IN O/L & S/C RELEASES & | WITH 5NO+5NC AUX.CONTACT BLOCK | 286480 | 176000 | 311400 | 176000 | 3200A M/O D/O WITH REL |  | 185500
CSAC3434 | C&S | TP ACB | 3200A | MAN.OPERATED D/O TYPE | W/O BUILT IN O/L & S/C RELEASES BUT | WITH 5NO+5NC AUX.CONTACT BLOCK | 264370 | 157600 | 290400 | 157600 | 3200A M/O D/O W/O REL |  | 170600
CSAC3435 | C&S | TP ACB | 3200A | ELEC.OPERATED FIXED TYPE | WITH BUILT IN O/L & S/C RELEASES & | WITH 5NO+5NC AUX.CONTACT BLOCK | 260940 | 192000 | 281910 | 192000 | 3200A E/O FIX WITH REL |  | 211000
CSAC3436 | C&S | TP ACB | 3200A | ELEC.OPERATED FIXED TYPE | W/O BUILT IN O/L & S/C RELEASES BUT | WITH 5NO+5NC AUX.CONTACT BLOCK | 247970 | 165600 | 271010 | 165600 | 3200A E/O FIX W/O REL |  | 182600
CSAC3437 | C&S | TP ACB | 3200A | MAN.OPERATED FIXED TYPE | WITH BUILT IN O/L & S/C RELEASES & | WITH 5NO+5NC AUX.CONTACT BLOCK | 221900 | 133000 | 240230 | 133000 | 3200A M/O FIX WITH REL |  | 140000
CSAC3438 | C&S | TP ACB | 3200A | MAN.OPERATED FIXED TYPE | W/O BUILT IN O/L & S/C RELEASES BUT | WITH 5NO+5NC AUX.CONTACT BLOCK | 205550 | 126600 | 225580 | 126600 | 3200A M/O FIX W/O REL |  | 135600
CSAC3441 | C&S | 4P ACB | 3200A | ELEC.OPERATED D/O TYPE | WITH BUILT IN O/L & S/C RELEASES & | WITH 5NO+5NC AUX.CONTACT BLOCK | 384160 | 245000 | 403310 | 245000 | 3200A E/O D/O WITH REL |  | 263000
CSAC3442 | C&S | 4P ACB | 3200A | ELEC.OPERATED D/O TYPE | W/O BUILT IN O/L & S/C RELEASES BUT | WITH 5NO+5NC AUX.CONTACT BLOCK | 363360 | 230600 | 395630 | 230600 | 3200A E/O D/O W/O REL |  | 248600
CSAC3443 | C&S | 4P ACB | 3200A | MAN.OPERATED D/O TYPE | WITH BUILT IN O/L & S/C RELEASES & | WITH 5NO+5NC AUX.CONTACT BLOCK | 356780 | 220000 | 379630 | 220000 | 3200A M/O D/O WITH REL |  | 233000
CSAC3444 | C&S | 4P ACB | 3200A | MAN.OPERATED D/O TYPE | W/O BUILT IN O/L & S/C RELEASES BUT | WITH 5NO+5NC AUX.CONTACT BLOCK | 334260 | 200600 | 363850 | 200600 | 3200A M/O D/O W/O REL |  | 217100
CSAC3445 | C&S | 4P ACB | 3200A | ELEC.OPERATED FIXED TYPE | WITH BUILT IN O/L & S/C RELEASES & | WITH 5NO+5NC AUX.CONTACT BLOCK | 319470 | 223000 | 346130 | 223000 | 3200A E/O FIX WITH REL |  | 245300
CSAC3446 | C&S | 4P ACB | 3200A | ELEC.OPERATED FIXED TYPE | W/O BUILT IN O/L & S/C RELEASES BUT | WITH 5NO+5NC AUX.CONTACT BLOCK | 299750 | 200600 | 324610 | 200600 | 3200A E/O FIX W/O REL |  | 220600
CSAC3447 | C&S | 4P ACB | 3200A | MAN.OPERATED FIXED TYPE | WITH BUILT IN O/L & S/C RELEASES & | WITH 5NO+5NC AUX.CONTACT BLOCK | 278010 | 170000 | 302100 | 170000 | 3200A M/O FIX WITH REL |  | 178500
CSAC3448 | C&S | 4P ACB | 3200A | MAN.OPERATED FIXED TYPE | W/O BUILT IN O/L & S/C RELEASES BUT | WITH 5NO+5NC AUX.CONTACT BLOCK | 258200 | 163600 | 283620 | 163600 | 3200A M/O FIX W/O REL |  | 174600
CSAC4231 | C&S | TP ACB | 4000A | ELEC.OPERATED D/O TYPE | WITH BUILT IN O/L & S/C RELEASES & | WITH 5NO+5NC AUX.CONTACT BLOCK | 405220 | 250000 | 425610 | 250000 | 4000A E/O D/O WITH REL |  | 269000
CSAC4232 | C&S | TP ACB | 4000A | ELEC.OPERATED D/O TYPE | W/O BUILT IN O/L & S/C RELEASES BUT | WITH 5NO+5NC AUX.CONTACT BLOCK | 386860 | 249500 | 416150 | 249500 | 4000A E/O D/O W/O REL |  | 272500
CSAC4233 | C&S | TP ACB | 4000A | MAN.OPERATED D/O TYPE | WITH BUILT IN O/L & S/C RELEASES & | WITH 5NO+5NC AUX.CONTACT BLOCK | 380250 | 215000 | 398830 | 215000 | 4000A M/O D/O WITH REL |  | 227000
CSAC4234 | C&S | TP ACB | 4000A | MAN.OPERATED D/O TYPE | W/O BUILT IN O/L & S/C RELEASES BUT | WITH 5NO+5NC AUX.CONTACT BLOCK | 355060 | 219500 | 385570 | 219500 | 4000A M/O D/O W/O REL |  | 237500
CSAC4235 | C&S | TP ACB | 4000A | ELEC.OPERATED FIXED TYPE | WITH BUILT IN O/L & S/C RELEASES & | WITH 5NO+5NC AUX.CONTACT BLOCK | 387540 | 241000 | 420830 | 241000 | 4000A E/O FIX WITH REL |  | 265000
CSAC4236 | C&S | TP ACB | 4000A | ELEC.OPERATED FIXED TYPE | W/O BUILT IN O/L & S/C RELEASES BUT | WITH 5NO+5NC AUX.CONTACT BLOCK | 362670 | 224500 | 395860 | 224500 | 4000A E/O FIX W/O REL |  | 247500
CSAC4237 | C&S | TP ACB | 4000A | MAN.OPERATED FIXED TYPE | WITH BUILT IN O/L & S/C RELEASES & | WITH 5NO+5NC AUX.CONTACT BLOCK | 354820 | 193000 | 386780 | 193000 | 4000A M/O FIX WITH REL |  | 205000
CSAC4238 | C&S | TP ACB | 4000A | MAN.OPERATED FIXED TYPE | W/O BUILT IN O/L & S/C RELEASES BUT | WITH 5NO+5NC AUX.CONTACT BLOCK | 320800 | 191500 | 351640 | 191500 | 4000A M/O FIX W/O REL |  | 204500
CSAC4241 | C&S | 4P ACB | 4000A | ELEC.OPERATED D/O TYPE | WITH BUILT IN O/L & S/C RELEASES & | WITH 5NO+5NC AUX.CONTACT BLOCK | 491860 | 308000 | 502550 | 308000 | 4000A E/O D/O WITH REL |  | 331000
CSAC4242 | C&S | 4P ACB | 4000A | ELEC.OPERATED D/O TYPE | W/O BUILT IN O/L & S/C RELEASES BUT | WITH 5NO+5NC AUX.CONTACT BLOCK | 462880 | 314500 | 498430 | 314500 | 4000A E/O D/O W/O REL |  | 338500
CSAC4243 | C&S | 4P ACB | 4000A | MAN.OPERATED D/O TYPE | WITH BUILT IN O/L & S/C RELEASES & | WITH 5NO+5NC AUX.CONTACT BLOCK | 470200 | 265000 | 480040 | 265000 | 4000A M/O D/O WITH REL |  | 281000
CSAC4244 | C&S | 4P ACB | 4000A | MAN.OPERATED D/O TYPE | W/O BUILT IN O/L & S/C RELEASES BUT | WITH 5NO+5NC AUX.CONTACT BLOCK | 433480 | 276500 | 471190 | 276500 | 4000A M/O D/O W/O REL |  | 299500
CSAC4245 | C&S | 4P ACB | 4000A | ELEC.OPERATED FIXED TYPE | WITH BUILT IN O/L & S/C RELEASES & | WITH 5NO+5NC AUX.CONTACT BLOCK | 484460 | 300000 | 527160 | 300000 | 4000A E/O FIX WITH REL |  | 330000
CSAC4246 | C&S | 4P ACB | 4000A | ELEC.OPERATED FIXED TYPE | W/O BUILT IN O/L & S/C RELEASES BUT | WITH 5NO+5NC AUX.CONTACT BLOCK | 446730 | 274500 | 483320 | 274500 | 4000A E/O FIX W/O REL |  | 302500
CSAC4247 | C&S | 4P ACB | 4000A | MAN.OPERATED FIXED TYPE | WITH BUILT IN O/L & S/C RELEASES & | WITH 5NO+5NC AUX.CONTACT BLOCK | 422240 | 246000 | 461110 | 246000 | 4000A M/O FIX WITH REL |  | 258300
CSAC4248 | C&S | 4P ACB | 4000A | MAN.OPERATED FIXED TYPE | W/O BUILT IN O/L & S/C RELEASES BUT | WITH 5NO+5NC AUX.CONTACT BLOCK | 380800 | 229500 | 417790 | 229500 | 4000A M/O FIX W/O REL |  | 244500
CSAC6431 | C&S | TP ACB | 630A | ELEC.OPERATED D/O TYPE | WITH BUILT IN O/L & S/C RELEASES & | WITH 5NO+5NC AUX.CONTACT BLOCK | 145180 | 87000 | 149020 | 87000 | 630A E/O D/O WITH REL |  | 93500
CSAC6432 | C&S | TP ACB | 630A | ELEC.OPERATED D/O TYPE | W/O BUILT IN O/L & S/C RELEASES BUT | WITH 5NO+5NC AUX.CONTACT BLOCK | 127650 | 81800 | 143560 | 81800 | 630A E/O D/O W/O REL |  | 89300
CSAC6433 | C&S | TP ACB | 630A | MAN.OPERATED D/O TYPE | WITH BUILT IN O/L & S/C RELEASES & | WITH 5NO+5NC AUX.CONTACT BLOCK | 104720 | 66000 | 112100 | 66000 | 630A M/O D/O WITH REL |  | 69500
CSAC6434 | C&S | TP ACB | 630A | MAN.OPERATED D/O TYPE | W/O BUILT IN O/L & S/C RELEASES BUT | WITH 5NO+5NC AUX.CONTACT BLOCK | 92660 | 51300 | 104640 | 51300 | 630A M/O D/O W/O REL |  | 55300
CSAC6435 | C&S | TP ACB | 630A | ELEC.OPERATED FIXED TYPE | WITH BUILT IN O/L & S/C RELEASES & | WITH 5NO+5NC AUX.CONTACT BLOCK | 100290 | 68000 | 106660 | 68000 | 630A E/O FIX WITH REL |  | 74800
CSAC6436 | C&S | TP ACB | 630A | ELEC.OPERATED FIXED TYPE | W/O BUILT IN O/L & S/C RELEASES BUT | WITH 5NO+5NC AUX.CONTACT BLOCK | 86510 | 53300 | 97310 | 53300 | 630A E/O FIX W/O REL |  | 58800
CSAC6437 | C&S | TP ACB | 630A | MAN.OPERATED FIXED TYPE | WITH BUILT IN O/L & S/C RELEASES & | WITH 5NO+5NC AUX.CONTACT BLOCK | 69050 | 42000 | 75520 | 42000 | 630A M/O FIX WITH REL |  | 44000
CSAC6438 | C&S | TP ACB | 630A | MAN.OPERATED FIXED TYPE | W/O BUILT IN O/L & S/C RELEASES BUT | WITH 5NO+5NC AUX.CONTACT BLOCK | 52050 | 28300 | 63630 | 28300 | 630A M/O FIX W/O REL |  | 30300
CSAC6441 | C&S | 4P ACB | 630A | ELEC.OPERATED D/O TYPE | WITH BUILT IN O/L & S/C RELEASES & | WITH 5NO+5NC AUX.CONTACT BLOCK | 180160 | 115000 | 188710 | 115000 | 630A E/O D/O WITH REL |  | 123500
CSAC6442 | C&S | 4P ACB | 630A | ELEC.OPERATED D/O TYPE | W/O BUILT IN O/L & S/C RELEASES BUT | WITH 5NO+5NC AUX.CONTACT BLOCK | 163590 | 105800 | 178150 | 105800 | 630A E/O D/O W/O REL |  | 113800
CSAC6443 | C&S | 4P ACB | 630A | MAN.OPERATED D/O TYPE | WITH BUILT IN O/L & S/C RELEASES & | WITH 5NO+5NC AUX.CONTACT BLOCK | 138960 | 86000 | 149500 | 86000 | 630A M/O D/O WITH REL |  | 91200
CSAC6444 | C&S | 4P ACB | 630A | MAN.OPERATED D/O TYPE | W/O BUILT IN O/L & S/C RELEASES BUT | WITH 5NO+5NC AUX.CONTACT BLOCK | 122290 | 74800 | 133580 | 74800 | 630A M/O D/O W/O REL |  | 80800
CSAC6445 | C&S | 4P ACB | 630A | ELEC.OPERATED FIXED TYPE | WITH BUILT IN O/L & S/C RELEASES & | WITH 5NO+5NC AUX.CONTACT BLOCK | 131130 | 84000 | 140630 | 84000 | 630A E/O FIX WITH REL |  | 92400
CSAC6446 | C&S | 4P ACB | 630A | ELEC.OPERATED FIXED TYPE | W/O BUILT IN O/L & S/C RELEASES BUT | WITH 5NO+5NC AUX.CONTACT BLOCK | 110300 | 66800 | 121250 | 66800 | 630A E/O FIX W/O REL |  | 73800
CSAC6447 | C&S | 4P ACB | 630A | MAN.OPERATED FIXED TYPE | WITH BUILT IN O/L & S/C RELEASES & | WITH 5NO+5NC AUX.CONTACT BLOCK | 88760 | 52500 | 99490 | 52500 | 630A M/O FIX WITH REL |  | 55000
CSAC6448 | C&S | 4P ACB | 630A | MAN.OPERATED FIXED TYPE | W/O BUILT IN O/L & S/C RELEASES BUT | WITH 5NO+5NC AUX.CONTACT BLOCK | 72950 | 42300 | 86800 | 42300 | 630A M/O FIX W/O REL |  | 45300
CSAC8131 | C&S | TP ACB | 800A | ELEC.OPERATED D/O TYPE | WITH BUILT IN O/L & S/C RELEASES & | WITH 5NO+5NC AUX.CONTACT BLOCK | 151530 | 89000 | 150700 | 89000 | 800A E/O D/O WITH REL |  | 95500
CSAC8132 | C&S | TP ACB | 800A | ELEC.OPERATED D/O TYPE | W/O BUILT IN O/L & S/C RELEASES BUT | WITH 5NO+5NC AUX.CONTACT BLOCK | 134220 | 82800 | 147990 | 82800 | 800A E/O D/O W/O REL |  | 90300
CSAC8133 | C&S | TP ACB | 800A | MAN.OPERATED D/O TYPE | WITH BUILT IN O/L & S/C RELEASES & | WITH 5NO+5NC AUX.CONTACT BLOCK | 114340 | 67000 | 118810 | 67000 | 800A M/O D/O WITH REL |  | 70500
CSAC8134 | C&S | TP ACB | 800A | MAN.OPERATED D/O TYPE | W/O BUILT IN O/L & S/C RELEASES BUT | WITH 5NO+5NC AUX.CONTACT BLOCK | 99240 | 52300 | 111960 | 52300 | 800A M/O D/O W/O REL |  | 56300
CSAC8135 | C&S | TP ACB | 800A | ELEC.OPERATED FIXED TYPE | WITH BUILT IN O/L & S/C RELEASES & | WITH 5NO+5NC AUX.CONTACT BLOCK | 114260 | 69000 | 113020 | 69000 | 800A E/O FIX WITH REL |  | 75900
CSAC8136 | C&S | TP ACB | 800A | ELEC.OPERATED FIXED TYPE | W/O BUILT IN O/L & S/C RELEASES BUT | WITH 5NO+5NC AUX.CONTACT BLOCK | 96540 | 54300 | 108430 | 54300 | 800A E/O FIX W/O REL |  | 59800
CSAC8137 | C&S | TP ACB | 800A | MAN.OPERATED FIXED TYPE | WITH BUILT IN O/L & S/C RELEASES & | WITH 5NO+5NC AUX.CONTACT BLOCK | 77120 | 43500 | 81390 | 43500 | 800A M/O FIX WITH REL |  | 45500
CSAC8138 | C&S | TP ACB | 800A | MAN.OPERATED FIXED TYPE | W/O BUILT IN O/L & S/C RELEASES BUT | WITH 5NO+5NC AUX.CONTACT BLOCK | 60130 | 28800 | 68480 | 28800 | 800A M/O FIX W/O REL |  | 30800
CSAC8141 | C&S | 4P ACB | 800A | ELEC.OPERATED D/O TYPE | WITH BUILT IN O/L & S/C RELEASES & | WITH 5NO+5NC AUX.CONTACT BLOCK | 188180 | 117000 | 195400 | 117000 | 800A E/O D/O WITH REL |  | 125500
CSAC8142 | C&S | 4P ACB | 800A | ELEC.OPERATED D/O TYPE | W/O BUILT IN O/L & S/C RELEASES BUT | WITH 5NO+5NC AUX.CONTACT BLOCK | 173270 | 107800 | 185080 | 107800 | 800A E/O D/O W/O REL |  | 115800
CSAC8143 | C&S | 4P ACB | 800A | MAN.OPERATED D/O TYPE | WITH BUILT IN O/L & S/C RELEASES & | WITH 5NO+5NC AUX.CONTACT BLOCK | 148790 | 87000 | 160400 | 87000 | 800A M/O D/O WITH REL |  | 92200
CSAC8144 | C&S | 4P ACB | 800A | MAN.OPERATED D/O TYPE | W/O BUILT IN O/L & S/C RELEASES BUT | WITH 5NO+5NC AUX.CONTACT BLOCK | 128770 | 75800 | 139170 | 75800 | 800A M/O D/O W/O REL |  | 81800
CSAC8145 | C&S | 4P ACB | 800A | ELEC.OPERATED FIXED TYPE | WITH BUILT IN O/L & S/C RELEASES & | WITH 5NO+5NC AUX.CONTACT BLOCK | 144150 | 85000 | 144840 | 85000 | 800A E/O FIX WITH REL |  | 93500
CSAC8146 | C&S | 4P ACB | 800A | ELEC.OPERATED FIXED TYPE | W/O BUILT IN O/L & S/C RELEASES BUT | WITH 5NO+5NC AUX.CONTACT BLOCK | 120180 | 68800 | 127350 | 68800 | 800A E/O FIX W/O REL |  | 75800
CSAC8147 | C&S | 4P ACB | 800A | MAN.OPERATED FIXED TYPE | WITH BUILT IN O/L & S/C RELEASES & | WITH 5NO+5NC AUX.CONTACT BLOCK | 99200 | 55000 | 105960 | 55000 | 800A M/O FIX WITH REL |  | 57500
CSAC8148 | C&S | 4P ACB | 800A | MAN.OPERATED FIXED TYPE | W/O BUILT IN O/L & S/C RELEASES BUT | WITH 5NO+5NC AUX.CONTACT BLOCK | 82850 | 43300 | 93720 | 43300 | 800A M/O FIX W/O REL |  | 46300
GSM205EF | C&S(GOLD STAR) | DP MCCB | 5A | 5KA | ABE52B |  | 1500 | 1500 | 1500 | 1500 | 5A 5KA ABE52A | DP MCCB | 0
GSM205S1 | C&S(GOLD STAR) | DP MCCB | 5A | 10KA | ABS52A |  | 1400 | 0 | 1400 | 1400 | 05A 10KA ABS52A | DP MCCB | 0
GSM205SF | C&S(GOLD STAR) | DP MCCB | 5A | 05KA | ABS32A |  | 1500 | 1500 | 1500 | 1500 | 05A 05KA ABS32A | DP MCCB | 0
GSM210EF | C&S(GOLD STAR) | DP MCCB | 10A | 5KA | ABE52A |  | 1500 | 1500 | 1500 | 1500 | 10A 5KA ABE52A | DP MCCB | 0
GSM210S1 | C&S(GOLD STAR) | DP MCCB | 10A | 10KA | ABS52A |  | 1750 | 0 | 1750 | 1750 | 10A 10KA ABS52A | DP MCCB | 0
GSM210SF | C&S(GOLD STAR) | DP MCCB | 10A | 05KA | ABS32A |  | 1500 | 1500 | 1500 | 1500 | 10A 05KA ABS32A | DP MCCB | 0
GSM211E1 | C&S(GOLD STAR) | DP MCCB | 100A | 10KA | ABE102A |  | 1850 | 1850 | 1850 | 1850 | 100A 10KA ABE102A | DP MCCB | 0
GSM211G3 | C&S(GOLD STAR) | DP MCCB | 100A | 35KA | GBN102 |  | 4500 | 0 | 4500 | 4500 | 100A 35KA GBN102-VARIABLE SETTING | DP MCCB | 0
GSM211G5 | C&S(GOLD STAR) | DP MCCB | 100A | 50KA | GBH102 |  | 5000 | 0 | 5000 | 5000 | 100A 50KA GBH102-VARIABLE SETTING | DP MCCB | 0
GSM211G9 | C&S(GOLD STAR) | DP MCCB | 100A | 85KA | GBL102 |  | 8000 | 0 | 8000 | 8000 | 100A 85KA GBL102-VARIABLE SETTING | DP MCCB | 0
GSM211H2 | C&S(GOLD STAR) | DP MCCB | 100A | 25KA | ABS102b |  | 2750 | 0 | 2750 | 2500 | 100A 22KA ABH102A | DP MCCB | 0
GSM211L6 | C&S(GOLD STAR) | DP MCCB | 100A | 65KA | ABL102A |  | 6600 | 0 | 6600 | 6600 | 100A 65KA ABL102A | DP MCCB | 0
GSM211S5 | C&S(GOLD STAR) | DP MCCB | 100A | 25KA | ABS102b |  | 2500 | 0 | 2500 | 2500 | 100A 14KA ABS102A | DP MCCB | 0
GSM213E1 | C&S(GOLD STAR) | DP MCCB | 125A | 10KA | ABE202A |  | 2650 | 0 | 2650 | 2650 | 125A 10KA ABE202A | DP MCCB | 0
GSM213G3 | C&S(GOLD STAR) | DP MCCB | 125A | 35KA | GBN202 |  | 6000 | 0 | 6000 | 6000 | 125A 35KA GBN202-VARIABLE SETTING | DP MCCB | 0
GSM213G5 | C&S(GOLD STAR) | DP MCCB | 125A | 50KA | GBH202 |  | 9000 | 0 | 9000 | 9000 | 125A 50KA GBH202-VARIABLE SETTING | DP MCCB | 0
GSM213G9 | C&S(GOLD STAR) | DP MCCB | 125A | 85KA | GBL202 |  | 10500 | 0 | 10500 | 10500 | 125A 85KA GBL202-VARIABLE SETTING | DP MCCB | 0
GSM213H4 | C&S(GOLD STAR) | DP MCCB | 125A | 45KA | ABH202A |  | 6800 | 0 | 6800 | 6800 | 125A 45KA ABH202A | DP MCCB | 0
GSM213L6 | C&S(GOLD STAR) | DP MCCB | 125A | 65KA | ABL202A |  | 8750 | 0 | 8750 | 8750 | 125A 65KA ABL202A | DP MCCB | 0
GSM213S5 | C&S(GOLD STAR) | DP MCCB | 125A | 14KA | ABS202A |  | 4850 | 0 | 4850 | 4850 | 125A 14KA ABS202A | DP MCCB | 0
GSM215E1 | C&S(GOLD STAR) | DP MCCB | 15A | 10KA | ABE102A |  | 1850 | 1850 | 1850 | 1850 | 15A 10KA ABE102A | DP MCCB | 0
GSM215EF | C&S(GOLD STAR) | DP MCCB | 15A | 5KA | ABE52A |  | 1500 | 1500 | 1500 | 1500 | 15A 5KA ABE52A | DP MCCB | 0
GSM215H2 | C&S(GOLD STAR) | DP MCCB | 15A | 22KA | ABH102 |  | 3300 | 0 | 3300 | 3300 | 15A 22KA ABH102 | DP MCCB | 0
GSM215H5 | C&S(GOLD STAR) | DP MCCB | 15A | 14KA | ABH52A |  | 1750 | 0 | 1750 | 1750 | 15A 14KA ABH52A | DP MCCB | 0
GSM215L6 | C&S(GOLD STAR) | DP MCCB | 15A | 65KA | ABL52A |  | 4750 | 0 | 4750 | 4750 | 15A 65KA ABL52A | DP MCCB | 0
GSM215S1 | C&S(GOLD STAR) | DP MCCB | 15A | 10KA | ABS52A |  | 1850 | 1850 | 1850 | 1850 | 15A 10KA ABS52A | DP MCCB | 0
GSM215S5 | C&S(GOLD STAR) | DP MCCB | 15A | 14KA | ABS102A |  | 1850 | 0 | 1850 | 1850 | 15A 14KA ABS102A | DP MCCB | 0
GSM215SF | C&S(GOLD STAR) | DP MCCB | 15A | 05KA | ABS32A |  | 1500 | 1500 | 1500 | 1500 | 15A 05KA ABS32A | DP MCCB | 0
GSM216E1 | C&S(GOLD STAR) | DP MCCB | 150A | 10KA | ABE202A |  | 3250 | 0 | 3250 | 3250 | 150A 10KA ABE202A | DP MCCB | 0
GSM216H4 | C&S(GOLD STAR) | DP MCCB | 150A | 45KA | ABH202A |  | 6800 | 0 | 6800 | 6800 | 150A 45KA ABH202A | DP MCCB | 0
GSM216L6 | C&S(GOLD STAR) | DP MCCB | 150A | 65KA | ABL202A |  | 8750 | 0 | 8750 | 8750 | 150A 65KA ABL202A | DP MCCB | 0
GSM216S5 | C&S(GOLD STAR) | DP MCCB | 150A | 14KA | ABS202A |  | 4850 | 0 | 4850 | 4850 | 150A 14KA ABS202A | DP MCCB | 0
GSM217G3 | C&S(GOLD STAR) | DP MCCB | 160A | 35KA | GBN202 |  | 6000 | 0 | 6000 | 6000 | 160A 35KA GBN202-VARIABLE SETTING | DP MCCB | 0
GSM217G5 | C&S(GOLD STAR) | DP MCCB | 160A | 50KA | GBH202 |  | 9000 | 0 | 9000 | 9000 | 160A 50KA GBH202-VARIABLE SETTING | DP MCCB | 0
GSM217G9 | C&S(GOLD STAR) | DP MCCB | 160A | 85KA | GBL202 |  | 10500 | 0 | 10500 | 10500 | 160A 85KA GBL202-VARIABLE SETTING | DP MCCB | 0
GSM218E1 | C&S(GOLD STAR) | DP MCCB | 175A | 10KA | ABE202A |  | 4500 | 0 | 4500 | 4500 | 175A 10KA ABE202A | DP MCCB | 0
GSM218H4 | C&S(GOLD STAR) | DP MCCB | 175A | 45KA | ABH202A |  | 6800 | 0 | 6800 | 6800 | 175A 45KA ABH202A | DP MCCB | 0
GSM218L6 | C&S(GOLD STAR) | DP MCCB | 175A | 65KA | ABL202A |  | 8750 | 0 | 8750 | 8750 | 175A 65KA ABL202A | DP MCCB | 0
GSM218S5 | C&S(GOLD STAR) | DP MCCB | 175A | 14KA | ABS202A |  | 4850 | 0 | 4850 | 4850 | 175A 14KA ABS202A | DP MCCB | 0
GSM220E1 | C&S(GOLD STAR) | DP MCCB | 20A | 10KA | ABE102A |  | 1850 | 1850 | 1850 | 1850 | 20A 10KA ABE102A | DP MCCB | 0
GSM220EF | C&S(GOLD STAR) | DP MCCB | 20A | 5KA | ABE52A |  | 1500 | 1500 | 1500 | 1500 | 20A 5KA ABE52A | DP MCCB | 0
GSM220H2 | C&S(GOLD STAR) | DP MCCB | 20A | 22KA | ABH102 |  | 3300 | 0 | 3300 | 3300 | 20A 22KA ABH102 | DP MCCB | 0
GSM220H5 | C&S(GOLD STAR) | DP MCCB | 20A | 14KA | ABH52A |  | 1850 | 0 | 1850 | 1850 | 20A 14KA ABH52A | DP MCCB | 0
GSM220L6 | C&S(GOLD STAR) | DP MCCB | 20A | 65KA | ABL52A |  | 4750 | 0 | 4750 | 4750 | 20A 65KA ABL52A | DP MCCB | 0
GSM220S1 | C&S(GOLD STAR) | DP MCCB | 20A | 10KA | ABS52A |  | 1550 | 0 | 1550 | 1550 | 20A 10KA ABS52A | DP MCCB | 0
GSM220S5 | C&S(GOLD STAR) | DP MCCB | 20A | 14KA | ABS102A |  | 1750 | 0 | 1750 | 1750 | 20A 14KA ABS102A | DP MCCB | 0
GSM220SF | C&S(GOLD STAR) | DP MCCB | 20A | 05KA | ABS32A |  | 1350 | 0 | 1350 | 1350 | 20A 05KA ABS32A | DP MCCB | 0
GSM221E1 | C&S(GOLD STAR) | DP MCCB | 200A | 10KA | ABE202A |  | 4500 | 0 | 4500 | 4500 | 200A 10KA ABE202A | DP MCCB | 0
GSM221G3 | C&S(GOLD STAR) | DP MCCB | 200A | 35KA | GBN202 |  | 6000 | 0 | 6000 | 6000 | 200A 35KA GBN202-VARIABLE SETTING | DP MCCB | 0
GSM221G5 | C&S(GOLD STAR) | DP MCCB | 200A | 50KA | GBH202 |  | 9000 | 0 | 9000 | 9000 | 200A 50KA GBH202-VARIABLE SETTING | DP MCCB | 0
GSM221G9 | C&S(GOLD STAR) | DP MCCB | 200A | 85KA | GBL202 |  | 10500 | 0 | 10500 | 10500 | 200A 85KA GBL202-VARIABLE SETTING | DP MCCB | 0
GSM221H4 | C&S(GOLD STAR) | DP MCCB | 200A | 45KA | ABH202A |  | 6800 | 0 | 6800 | 6800 | 200A 45KA ABH202A | DP MCCB | 0
GSM221L6 | C&S(GOLD STAR) | DP MCCB | 200A | 65KA | ABL202A |  | 8750 | 0 | 8750 | 8750 | 200A 65KA ABL202A | DP MCCB | 0
GSM221S5 | C&S(GOLD STAR) | DP MCCB | 200A | 14KA | ABS202A |  | 4850 | 0 | 4850 | 4850 | 200A 14KA ABS202A | DP MCCB | 0
GSM223E1 | C&S(GOLD STAR) | DP MCCB | 225A | 10KA | ABE202A |  | 5500 | 0 | 5500 | 5500 | 225A 10KA ABE202A | DP MCCB | 0
GSM223H4 | C&S(GOLD STAR) | DP MCCB | 225A | 45KA | ABH202A |  | 6800 | 0 | 6800 | 6800 | 225A 45KA ABH202A | DP MCCB | 0
GSM223L6 | C&S(GOLD STAR) | DP MCCB | 225A | 65KA | ABL202A |  | 8750 | 0 | 8750 | 8750 | 225A 65KA ABL202A | DP MCCB | 0
GSM223S5 | C&S(GOLD STAR) | DP MCCB | 225A | 14KA | ABS202A |  | 4850 | 0 | 4850 | 4850 | 225A 14KA ABS202A | DP MCCB | 0
GSM226E2 | C&S(GOLD STAR) | DP MCCB | 250A | 25KA | ABE402 |  | 7250 | 0 | 7250 | 7250 | 250A 25KA ABE402 | DP MCCB | 0
GSM226G3 | C&S(GOLD STAR) | DP MCCB | 250A | 35KA | GBN202 |  | 6000 | 0 | 6000 | 6000 | 250A 35KA GBN202-VARIABLE SETTING | DP MCCB | 0
GSM226G5 | C&S(GOLD STAR) | DP MCCB | 250A | 50KA | GBH202 |  | 9000 | 0 | 9000 | 9000 | 250A 50KA GBH202-VARIABLE SETTING | DP MCCB | 0
GSM226G9 | C&S(GOLD STAR) | DP MCCB | 250A | 85KA | GBL202 |  | 10500 | 0 | 10500 | 10500 | 250A 85KA GBL202-VARIABLE SETTING | DP MCCB | 0
GSM226H5 | C&S(GOLD STAR) | DP MCCB | 250A | 50KA | ABH402A |  | 10500 | 0 | 10500 | 10500 | 250A 50KA ABH402A | DP MCCB | 0
GSM226L6 | C&S(GOLD STAR) | DP MCCB | 250A | 65KA | ABL402A |  | 11000 | 0 | 11000 | 11000 | 250A 65KA ABL402A | DP MCCB | 0
GSM226S3 | C&S(GOLD STAR) | DP MCCB | 250A | 35KA | ABS402A |  | 10000 | 0 | 10000 | 10000 | 250A 35KA ABS402A | DP MCCB | 0
GSM230E1 | C&S(GOLD STAR) | DP MCCB | 30A | 10KA | ABE102A |  | 1850 | 1850 | 1850 | 1850 | 30A 10KA ABE102A | DP MCCB | 0
GSM230EF | C&S(GOLD STAR) | DP MCCB | 30A | 5KA | ABE52A |  | 1500 | 1500 | 1500 | 1500 | 30A 5KA ABE52A | DP MCCB | 0
GSM230H2 | C&S(GOLD STAR) | DP MCCB | 30A | 22KA | ABH102A |  | 3300 | 0 | 3300 | 3300 | 30A 22KA ABH102A | DP MCCB | 0
GSM230H5 | C&S(GOLD STAR) | DP MCCB | 30A | 14KA | ABH52A |  | 1750 | 0 | 1750 | 1750 | 30A 14KA ABH52A | DP MCCB | 0
GSM230L6 | C&S(GOLD STAR) | DP MCCB | 30A | 65KA | ABL52A |  | 4750 | 0 | 4750 | 4750 | 30A 65KA ABL52A | DP MCCB | 0
GSM230S1 | C&S(GOLD STAR) | DP MCCB | 30A | 10KA | ABS52A |  | 1850 | 1850 | 1850 | 1850 | 30A 10KA ABS52A | DP MCCB | 0
GSM230S5 | C&S(GOLD STAR) | DP MCCB | 30A | 14KA | ABS102A |  | 1850 | 0 | 1850 | 1850 | 30A 14KA ABS102A | DP MCCB | 0
GSM230SF | C&S(GOLD STAR) | DP MCCB | 30A | 05KA | ABS32A |  | 1500 | 1500 | 1500 | 1500 | 30A 05KA ABS32A | DP MCCB | 0
GSM231E2 | C&S(GOLD STAR) | DP MCCB | 300A | 25KA | ABE402A |  | 9500 | 0 | 9500 | 9500 | 300A 25KA ABE402A | DP MCCB | 0
GSM231H5 | C&S(GOLD STAR) | DP MCCB | 300A | 50KA | ABH402A |  | 10500 | 0 | 10500 | 10500 | 300A 45KA ABH402A | DP MCCB | 0
GSM231L6 | C&S(GOLD STAR) | DP MCCB | 300A | 65KA | ABL402A |  | 11000 | 0 | 11000 | 11000 | 300A 65KA ABL402A | DP MCCB | 0
GSM231S3 | C&S(GOLD STAR) | DP MCCB | 300A | 35KA | ABS402A |  | 10000 | 0 | 10000 | 10000 | 300A 35KA ABS402A | DP MCCB | 0
GSM236E2 | C&S(GOLD STAR) | DP MCCB | 350A | 25KA | ABE402A |  | 9500 | 0 | 9500 | 9500 | 350A 25KA ABE402A | DP MCCB | 0
GSM236H5 | C&S(GOLD STAR) | DP MCCB | 350A | 50KA | ABH402A |  | 10500 | 0 | 10500 | 10500 | 350A 50KA ABH402A | DP MCCB | 0
GSM236L6 | C&S(GOLD STAR) | DP MCCB | 350A | 65KA | ABL402A |  | 11000 | 0 | 11000 | 11000 | 350A 65KA ABL402A | DP MCCB | 0
GSM236S3 | C&S(GOLD STAR) | DP MCCB | 350A | 35KA | ABS402A |  | 10000 | 0 | 10000 | 10000 | 350A 35KA ABS402A | DP MCCB | 0
GSM240E1 | C&S(GOLD STAR) | DP MCCB | 40A | 10KA | ABE102A |  | 1850 | 1850 | 1850 | 1850 | 40A 10KA ABE102A | DP MCCB | 0
GSM240EF | C&S(GOLD STAR) | DP MCCB | 40A | 5KA | ABE52A |  | 1500 | 1500 | 1500 | 1500 | 40A 5KA ABE52A | DP MCCB | 0
GSM240H2 | C&S(GOLD STAR) | DP MCCB | 40A | 22KA | ABH102A |  | 3300 | 0 | 3300 | 3300 | 40A 22KA ABH102A | DP MCCB | 0
GSM240H5 | C&S(GOLD STAR) | DP MCCB | 40A | 14KA | ABH52A |  | 1750 | 0 | 1750 | 1750 | 40A 14KA ABH52A | DP MCCB | 0
GSM240L6 | C&S(GOLD STAR) | DP MCCB | 40A | 65KA | ABL52A |  | 4750 | 0 | 4750 | 4750 | 40A 65KA ABL52A | DP MCCB | 0
GSM240S1 | C&S(GOLD STAR) | DP MCCB | 40A | 10KA | ABS52A |  | 1850 | 1850 | 1850 | 1850 | 40A 10KA ABS52A | DP MCCB | 0
GSM240S5 | C&S(GOLD STAR) | DP MCCB | 40A | 14KA | ABS102A |  | 1850 | 0 | 1850 | 1850 | 40A 14KA ABS102A | DP MCCB | 0
GSM241E2 | C&S(GOLD STAR) | DP MCCB | 400A | 25KA | ABE402A |  | 9500 | 0 | 9500 | 9500 | 400A 25KA ABE402A | DP MCCB | 0
GSM241H5 | C&S(GOLD STAR) | DP MCCB | 400A | 50KA | ABH402A |  | 10500 | 0 | 10500 | 10500 | 400A 45KA ABH402A | DP MCCB | 0
GSM241L6 | C&S(GOLD STAR) | DP MCCB | 400A | 65KA | ABL402A |  | 11000 | 0 | 11000 | 11000 | 400A 65KA ABL402A | DP MCCB | 0
GSM241S3 | C&S(GOLD STAR) | DP MCCB | 400A | 35KA | ABS402A |  | 10000 | 0 | 10000 | 10000 | 400A 35KA ABS402A | DP MCCB | 0
GSM250E1 | C&S(GOLD STAR) | DP MCCB | 50A | 10KA | ABE102A |  | 1850 | 1850 | 1850 | 1850 | 50A 10KA ABE102A | DP MCCB | 0
GSM250EF | C&S(GOLD STAR) | DP MCCB | 50A | 5KA | ABE52A |  | 1500 | 1500 | 1500 | 1500 | 50A 5KA ABE52A | DP MCCB | 0
GSM250H2 | C&S(GOLD STAR) | DP MCCB | 50A | 22KA | ABH102A |  | 3300 | 0 | 3300 | 3300 | 50A 22KA ABH102A | DP MCCB | 0
GSM250H5 | C&S(GOLD STAR) | DP MCCB | 50A | 14KA | ABH52A |  | 1750 | 0 | 1750 | 1750 | 50A 14KA ABH52A | DP MCCB | 0
GSM250L6 | C&S(GOLD STAR) | DP MCCB | 50A | 65KA | ABL52A |  | 4750 | 0 | 4750 | 4750 | 50A 65KA ABL52A | DP MCCB | 0
GSM250S1 | C&S(GOLD STAR) | DP MCCB | 50A | 10KA | ABS52A |  | 1850 | 1850 | 1850 | 1850 | 50A 10KA ABS52A | DP MCCB | 0
GSM250S5 | C&S(GOLD STAR) | DP MCCB | 50A | 14KA | ABS102A |  | 1850 | 0 | 1850 | 1850 | 50A 14KA ABS102A | DP MCCB | 0
GSM251E3 | C&S(GOLD STAR) | DP MCCB | 500A | 35KA | ABE802A |  | 13650 | 0 | 13650 | 13650 | 500A 35KA ABE802A | DP MCCB | 0
GSM251L6 | C&S(GOLD STAR) | DP MCCB | 500A | 65KA | ABL802A |  | 15100 | 0 | 15100 | 15100 | 500A 65KA ABL802A | DP MCCB | 0
GSM260E1 | C&S(GOLD STAR) | DP MCCB | 60A | 10KA | ABE102A |  | 1850 | 1850 | 1850 | 1850 | 60A 10KA ABE102A | DP MCCB | 0
GSM260EF | C&S(GOLD STAR) | DP MCCB | 60A | 5KA | ABE62A |  | 1750 | 1750 | 1750 | 1750 | 60A 5KA ABE62A | DP MCCB | 0
GSM260H2 | C&S(GOLD STAR) | DP MCCB | 60A | 22KA | ABH102A |  | 3300 | 0 | 3300 | 3300 | 60A 22KA ABH102A | DP MCCB | 0
GSM260L6 | C&S(GOLD STAR) | DP MCCB | 60A | 65KA | ABL102A |  | 4850 | 0 | 4850 | 4850 | 60A 65KA ABL102A | DP MCCB | 0
GSM260S1 | C&S(GOLD STAR) | DP MCCB | 60A | 10KA | ABS62A |  | 1850 | 1850 | 1850 | 1850 | 60A 10KA ABS62A | DP MCCB | 0
GSM260S5 | C&S(GOLD STAR) | DP MCCB | 60A | 14KA | ABS102A |  | 1850 | 0 | 1850 | 1850 | 60A 14KA ABS102A | DP MCCB | 0
GSM261E3 | C&S(GOLD STAR) | DP MCCB | 600A | 35KA | ABE802A |  | 13650 | 0 | 13650 | 13650 | 600A 35KA ABE802A | DP MCCB | 0
GSM261L6 | C&S(GOLD STAR) | DP MCCB | 600A | 65KA | ABL802A |  | 15100 | 0 | 15100 | 15100 | 600A 65KA ABL802A | DP MCCB | 0
GSM263G3 | C&S(GOLD STAR) | DP MCCB | 63A | 35KA | GBN102 |  | 3950 | 0 | 3950 | 3950 | 63A 35KA GBN102-VARIABLE SETTING | DP MCCB | 0
GSM263G5 | C&S(GOLD STAR) | DP MCCB | 63A | 50KA | GBH102 |  | 4450 | 0 | 4450 | 4450 | 63A 50KA GBH102-VARIABLE SETTING | DP MCCB | 0
GSM263G9 | C&S(GOLD STAR) | DP MCCB | 63A | 85KA | GBL102 |  | 5200 | 0 | 5200 | 5200 | 63A 85KA GBL102-VARIABLE SETTING | DP MCCB | 0
GSM271L6 | C&S(GOLD STAR) | DP MCCB | 700A | 65KA | ABL802A |  | 25000 | 0 | 25000 | 25000 | 700A 65KA ABL802A | DP MCCB | 0
GSM275E1 | C&S(GOLD STAR) | DP MCCB | 75A | 10KA | ABE102A |  | 1850 | 1850 | 1850 | 1850 | 75A 10KA ABE102A | DP MCCB | 0
GSM275H2 | C&S(GOLD STAR) | DP MCCB | 75A | 22KA | ABH102A |  | 3300 | 0 | 3300 | 3300 | 75A 22KA ABH102A | DP MCCB | 0
GSM275L6 | C&S(GOLD STAR) | DP MCCB | 75A | 65KA | ABL102A |  | 4850 | 0 | 4850 | 4850 | 75A 65KA ABL102A | DP MCCB | 0
GSM275S5 | C&S(GOLD STAR) | DP MCCB | 75A | 14KA | ABS102A |  | 1850 | 0 | 1850 | 1850 | 75A 14KA ABS102A | DP MCCB | 0
GSM280G3 | C&S(GOLD STAR) | DP MCCB | 80A | 35KA | GBN102 |  | 3950 | 0 | 3950 | 3950 | 80A 35KA GBN102-VARIABLE SETTING | DP MCCB | 0
GSM280G5 | C&S(GOLD STAR) | DP MCCB | 80A | 50KA | GBH102 |  | 4450 | 0 | 4450 | 4450 | 80A 50KA GBH102-VARIABLE SETTING | DP MCCB | 0
GSM280G9 | C&S(GOLD STAR) | DP MCCB | 80A | 85KA | GBL102 |  | 5200 | 0 | 5200 | 5200 | 80A 85KA GBL102-VARIABLE SETTING | DP MCCB | 0
GSM281L6 | C&S(GOLD STAR) | DP MCCB | 800A | 60KA | ABL802 |  | 25000 | 0 | 25000 | 25000 | 800A 65KA ABL802A | DP MCCB | 0
GSM305EF | C&S(GOLD STAR) | TP MCCB | 5A | 5KA | ABE53A |  | 2110 | 1800 | 2110 | 1800 | 05A 05KA ABE53A | TP MCCB | 0
GSM305S1 | C&S(GOLD STAR) | TP MCCB | 5A | 10KA | ABS53A |  | 2110 | 0 | 2110 | 1800 | 05A 10KA ABS53A | TP MCCB | 0
GSM305SF | C&S(GOLD STAR) | TP MCCB | 5A | 05KA | ABS33A |  | 2110 | 0 | 2110 | 1700 | 05A 05KA ABS33A | TP MCCB | 0
GSM310EF | C&S(GOLD STAR) | TP MCCB | 10A | 5KA | ABE53A |  | 2110 | 1800 | 2110 | 1800 | 10A 05KA ABE53A | TP MCCB | 0
GSM310H1 | C&S(GOLD STAR) | TP MCCB | 10A | 10KA | ABH33A |  | 2110 | 0 | 2110 | 1900 | 10A 10KA ABH33A | TP MCCB | 0
GSM310S1 | C&S(GOLD STAR) | TP MCCB | 10A | 10KA | ABS53A |  | 2110 | 0 | 2110 | 1800 | 10A 10KA ABS53A | TP MCCB | 0
GSM310SF | C&S(GOLD STAR) | TP MCCB | 10A | 05KA | ABS33A |  | 2110 | 0 | 2110 | 1700 | 10A 05KA ABS33A | TP MCCB | 0
GSM311E1 | C&S(GOLD STAR) | TP MCCB | 100A | 10KA | ABE103A |  | 2160 | 1950 | 2160 | 1950 | 100A 10KA ABE103A | TP MCCB | 0
GSM311G3 | C&S(GOLD STAR) | TP MCCB | 100A | 35KA | GBN103 |  | 4600 | 4600 | 4600 | 4600 | 100A 35KA GBN103-VARIABLE SETTING | TP MCCB | 0
GSM311G5 | C&S(GOLD STAR) | TP MCCB | 100A | 50KA | GBH103 |  | 14550 | 6350 | 18950 | 6350 | 100A 50KA ATU | TP MCCB | 0
GSM311G9 | C&S(GOLD STAR) | TP MCCB | 100A | 85KA | GBL103 |  | 8750 | 8750 | 31380 | 8750 | 100A 85KA GBL103-VARIABLE SETTING | TP MCCB | 0
GSM311H2 | C&S(GOLD STAR) | TP MCCB | 100A | 22KA | ABH103A |  | 3500 | 0 | 3500 | 3500 | 100A 22KA ABH103A | TP MCCB | 0
GSM311L6 | C&S(GOLD STAR) | TP MCCB | 100A | 65KA | ABL103A |  | 10380 | 6750 | 11675 | 6750 | 100A 50KA FMU | TP MCCB | 0
GSM311S5 | C&S(GOLD STAR) | TP MCCB | 100A | 14KA | ABS103A |  | 2300 | 0 | 2300 | 2300 | 100A 14KA ABS103A | TP MCCB | 0
GSM312S6 | C&S(GOLD STAR) | TP MCCB | 1000A | 65KA | ABS1003 |  | 50000 | 46000 | 105390 | 46000 | 1000A 65KA ATU | TP MCCB | 0
GSM313E1 | C&S(GOLD STAR) | TP MCCB | 125A | 10KA | ABE203A |  | 3100 | 0 | 3100 | 3100 | 125A 10KA ABE203A | TP MCCB | 0
GSM313G3 | C&S(GOLD STAR) | TP MCCB | 125A | 35KA | GBN203 |  | 6800 | 6750 | 6800 | 6750 | 125A 35KA GBN203-VARIABLE SETTING | TP MCCB | 0
GSM313G5 | C&S(GOLD STAR) | TP MCCB | 125A | 50KA | GBH203 |  | 14550 | 9250 | 17510 | 9250 | 125A 50KA ATU | TP MCCB | 0
GSM313G9 | C&S(GOLD STAR) | TP MCCB | 125A | 85KA | GBL203 |  | 13000 | 12750 | 31380 | 12750 | 125A 85KA GBL203-VARIABLE SETTING | TP MCCB | 0
GSM313H4 | C&S(GOLD STAR) | TP MCCB | 125A | 45KA | ABH203A |  | 7200 | 0 | 17510 | 7200 | 125A 45KA ABH203A | TP MCCB | 0
GSM313L6 | C&S(GOLD STAR) | TP MCCB | 125A | 65KA | ABL203A |  | 14240 | 11500 | 17510 | 11500 | 125A 50KA FMU | TP MCCB | 0
GSM313S5 | C&S(GOLD STAR) | TP MCCB | 125A | 14KA | ABS203A |  | 5800 | 0 | 5800 | 5800 | 125A 14KA ABS203A | TP MCCB | 0
GSM314S6 | C&S(GOLD STAR) | TP MCCB | 1200A | 65KA | ABS1203 |  | 60000 | 52000 | 132580 | 52000 | 1200A 65KA FMU | TP MCCB | 0
GSM315E1 | C&S(GOLD STAR) | TP MCCB | 15A | 10KA | ABE103A |  | 1950 | 1950 | 1950 | 1950 | 15A 10KA ABE103A | TP MCCB | 0
GSM315EF | C&S(GOLD STAR) | TP MCCB | 15A | 5KA | ABE53A |  | 1800 | 1800 | 1800 | 1800 | 15A 05KA ABE53A | TP MCCB | 0
GSM315H1 | C&S(GOLD STAR) | TP MCCB | 15A | 10KA | ABH33A |  | 1800 | 0 | 1800 | 1800 | 15A 10KA ABH33A | TP MCCB | 0
GSM315H2 | C&S(GOLD STAR) | TP MCCB | 15A | 22KA | ABH103A |  | 3500 | 0 | 3500 | 3500 | 15A 22KA ABH103A | TP MCCB | 0
GSM315H5 | C&S(GOLD STAR) | TP MCCB | 15A | 14KA | ABH53A |  | 2300 | 0 | 2300 | 2300 | 15A 14KA ABH53A | TP MCCB | 0
GSM315L6 | C&S(GOLD STAR) | TP MCCB | 15A | 65KA | ABL53A |  | 10380 | 6250 | 11575 | 6250 | 16A 50KA FMU | TP MCCB | 0
GSM315S1 | C&S(GOLD STAR) | TP MCCB | 15A | 10KA | ABS53A |  | 1800 | 0 | 1800 | 1800 | 15A 10KA ABS53A | TP MCCB | 0
GSM315S5 | C&S(GOLD STAR) | TP MCCB | 15A | 14KA | ABS103A |  | 2300 | 0 | 2300 | 2300 | 15A 14KA ABS103A | TP MCCB | 0
GSM315SF | C&S(GOLD STAR) | TP MCCB | 15A | 05KA | ABS33A |  | 1700 | 0 | 1700 | 1700 | 15A 05KA ABS33A | TP MCCB | 0
GSM316E1 | C&S(GOLD STAR) | TP MCCB | 150A | 10KA | ABE203A |  | 3750 | 0 | 3750 | 3750 | 150A 10KA ABE203A | TP MCCB | 0
GSM316H4 | C&S(GOLD STAR) | TP MCCB | 150A | 45KA | ABH203A |  | 7200 | 0 | 20890 | 7200 | 150A 45KA ABH203A | TP MCCB | 0
GSM316L6 | C&S(GOLD STAR) | TP MCCB | 150A | 65KA | ABL203A |  | 16730 | 11500 | 20890 | 11500 | 160A 50KA FMU | TP MCCB | 0
GSM316S5 | C&S(GOLD STAR) | TP MCCB | 150A | 14KA | ABS203A |  | 5800 | 0 | 5800 | 5800 | 150A 14KA ABS203A | TP MCCB | 0
GSM317G3 | C&S(GOLD STAR) | TP MCCB | 160A | 35KA | GBN203 |  | 7250 | 7250 | 7250 | 7250 | 160A 35KA GBN203-VARIABLE SETTING | TP MCCB | 0
GSM317G5 | C&S(GOLD STAR) | TP MCCB | 160A | 50KA | GBH203 |  | 17490 | 10250 | 20890 | 10250 | 160A 50KA ATU | TP MCCB | 0
GSM317G9 | C&S(GOLD STAR) | TP MCCB | 160A | 85KA | GBL203 |  | 13500 | 13500 | 31380 | 13500 | 160A 85KA GBL203-VARIABLE SETTING | TP MCCB | 0
GSM318E1 | C&S(GOLD STAR) | TP MCCB | 175A | 10KA | ABE203A |  | 5400 | 0 | 5400 | 5400 | 175A 10KA ABE203A | TP MCCB | 0
GSM318H4 | C&S(GOLD STAR) | TP MCCB | 175A | 45KA | ABH203A |  | 7200 | 0 | 24510 | 7200 | 175A 45KA ABH203A | TP MCCB | 0
GSM318L6 | C&S(GOLD STAR) | TP MCCB | 175A | 65KA | ABL203A |  | 21650 | 11500 | 24510 | 11500 | 175A 50KA FMU | TP MCCB | 0
GSM318S5 | C&S(GOLD STAR) | TP MCCB | 175A | 14KA | ABS203A |  | 5800 | 0 | 5800 | 5800 | 175A 14KA ABS203A | TP MCCB | 0
GSM320E1 | C&S(GOLD STAR) | TP MCCB | 20A | 10KA | ABE103A |  | 1950 | 1950 | 1950 | 1950 | 20A 10KA ABE103A | TP MCCB | 0
GSM320EF | C&S(GOLD STAR) | TP MCCB | 20A | 5KA | ABE53A |  | 1800 | 1800 | 1800 | 1800 | 20A 05KA ABE53A | TP MCCB | 0
GSM320H1 | C&S(GOLD STAR) | TP MCCB | 20A | 10KA | ABH33A |  | 1800 | 0 | 1800 | 1800 | 20A 10KA ABH33A | TP MCCB | 0
GSM320H2 | C&S(GOLD STAR) | TP MCCB | 20A | 22KA | ABH103A |  | 3500 | 0 | 3500 | 3500 | 20A 22KA ABH103A | TP MCCB | 0
GSM320H5 | C&S(GOLD STAR) | TP MCCB | 20A | 14KA | ABH53A |  | 2300 | 0 | 2300 | 2300 | 20A 14KA ABH53A | TP MCCB | 0
GSM320L6 | C&S(GOLD STAR) | TP MCCB | 20A | 65KA | ABL53A |  | 10380 | 6250 | 11575 | 6250 | 20A 50KA FMU | TP MCCB | 0
GSM320S1 | C&S(GOLD STAR) | TP MCCB | 20A | 10KA | ABS53A |  | 1800 | 0 | 1800 | 1800 | 20A 10KA ABS53A | TP MCCB | 0
GSM320S5 | C&S(GOLD STAR) | TP MCCB | 20A | 14KA | ABS103A |  | 2300 | 0 | 2300 | 2300 | 20A 14KA ABS103A | TP MCCB | 0
GSM320SF | C&S(GOLD STAR) | TP MCCB | 20A | 05KA | ABS33A |  | 1700 | 0 | 1700 | 1700 | 20A 05KA ABS33A | TP MCCB | 0
GSM321E1 | C&S(GOLD STAR) | TP MCCB | 200A | 10KA | ABE203A |  | 5400 | 0 | 5400 | 5400 | 200A 10KA ABE203A | TP MCCB | 0
GSM321G3 | C&S(GOLD STAR) | TP MCCB | 200A | 35KA | GBN203 |  | 7750 | 7750 | 7750 | 7750 | 200A 35KA GBN203-VARIABLE SETTING | TP MCCB | 0
GSM321G5 | C&S(GOLD STAR) | TP MCCB | 200A | 50KA | GBH203 |  | 22160 | 10750 | 24510 | 10750 | 200A 50KA ATU | TP MCCB | 0
GSM321G9 | C&S(GOLD STAR) | TP MCCB | 200A | 85KA | GBL203 |  | 13500 | 13500 | 31380 | 13500 | 200A 85KA GBL203-VARIABLE SETTING | TP MCCB | 0
GSM321H4 | C&S(GOLD STAR) | TP MCCB | 200A | 45KA | ABH203A |  | 7200 | 0 | 24510 | 7200 | 200A 45KA ABH203A | TP MCCB | 0
GSM321L6 | C&S(GOLD STAR) | TP MCCB | 200A | 65KA | ABL203A |  | 21650 | 11500 | 24510 | 11500 | 200A 50KA FMU | TP MCCB | 0
GSM321S5 | C&S(GOLD STAR) | TP MCCB | 200A | 14KA | ABS203A |  | 5800 | 0 | 5800 | 5800 | 200A 14KA ABS203A | TP MCCB | 0
GSM323E1 | C&S(GOLD STAR) | TP MCCB | 225A | 10KA | ABE203A |  | 6200 | 0 | 6200 | 6200 | 225A 10KA ABE203A | TP MCCB | 0
GSM323H4 | C&S(GOLD STAR) | TP MCCB | 225A | 45KA | ABH203A |  | 7200 | 0 | 27710 | 7200 | 225A 45KA ABH203A | TP MCCB | 0
GSM323L6 | C&S(GOLD STAR) | TP MCCB | 225A | 65KA | ABL203A |  | 24500 | 14000 | 27710 | 14000 | 225A 50KA FMU | TP MCCB | 0
GSM323S5 | C&S(GOLD STAR) | TP MCCB | 225A | 14KA | ABS203A |  | 5800 | 0 | 5800 | 5800 | 225A 14KA ABS203A | TP MCCB | 0
GSM326E2 | C&S(GOLD STAR) | TP MCCB | 250A | 25KA | ABE403A |  | 8500 | 8500 | 8500 | 8500 | 250A 25KA ABE403A | TP MCCB | 0
GSM326G3 | C&S(GOLD STAR) | TP MCCB | 250A | 35KA | GBN203 |  | 8250 | 8250 | 8250 | 8250 | 250A 35KA GBN203-VARIABLE SETTING | TP MCCB | 0
GSM326G5 | C&S(GOLD STAR) | TP MCCB | 250A | 50KA | GBH203 |  | 25410 | 13750 | 27710 | 13750 | 250A 50KA ATU | TP MCCB | 0
GSM326G9 | C&S(GOLD STAR) | TP MCCB | 250A | 85KA | GBL203 |  | 16000 | 16000 | 31380 | 16000 | 250A 85KA GBL203-VARIABLE SETTING | TP MCCB | 0
GSM326H5 | C&S(GOLD STAR) | TP MCCB | 250A | 50KA | ABH403A |  | 25410 | 14000 | 27710 | 14000 | 250A 50KA ATU | TP MCCB | 0
GSM326L6 | C&S(GOLD STAR) | TP MCCB | 250A | 65KA | ABL403A |  | 24500 | 0 | 27710 | 15500 | 250A 50KA FMU | TP MCCB | 0
GSM326S3 | C&S(GOLD STAR) | TP MCCB | 250A | 35KA | ABS403A |  | 13100 | 13100 | 13100 | 13100 | 250A 35KA ABS403A | TP MCCB | 0
GSM330E1 | C&S(GOLD STAR) | TP MCCB | 30A | 10KA | ABE103A |  | 1950 | 1950 | 1950 | 1950 | 30A 10KA ABE103A | TP MCCB | 0
GSM330EF | C&S(GOLD STAR) | TP MCCB | 30A | 5KA | ABE53A |  | 1800 | 1800 | 1800 | 1800 | 30A 05KA ABE53A | TP MCCB | 0
GSM330H1 | C&S(GOLD STAR) | TP MCCB | 30A | 10KA | ABH33A |  | 1800 | 0 | 1800 | 1800 | 30A 10KA ABH33A | TP MCCB | 0
GSM330H2 | C&S(GOLD STAR) | TP MCCB | 30A | 22KA | ABH103A |  | 3500 | 0 | 3500 | 3500 | 30A 22KA ABH103A | TP MCCB | 0
GSM330H5 | C&S(GOLD STAR) | TP MCCB | 30A | 14KA | ABH53A |  | 2300 | 0 | 2300 | 2300 | 30A 14KA ABH53A | TP MCCB | 0
GSM330L6 | C&S(GOLD STAR) | TP MCCB | 30A | 65KA | ABL53A |  | 10380 | 6250 | 11575 | 6250 | 32A 50KA FMU | TP MCCB | 0
GSM330S1 | C&S(GOLD STAR) | TP MCCB | 30A | 10KA | ABS53A |  | 1800 | 0 | 1800 | 1800 | 30A 10KA ABS53A | TP MCCB | 0
GSM330S5 | C&S(GOLD STAR) | TP MCCB | 30A | 14KA | ABS103A |  | 2300 | 0 | 2300 | 2300 | 30A 14KA ABS103A | TP MCCB | 0
GSM330SF | C&S(GOLD STAR) | TP MCCB | 30A | 05KA | ABS33A |  | 1700 | 0 | 1700 | 1700 | 30A 05KA ABS33A | TP MCCB | 0
GSM331E2 | C&S(GOLD STAR) | TP MCCB | 300A | 25KA | ABE403A |  | 8500 | 8500 | 8500 | 8500 | 300A 25KA ABE403A | TP MCCB | 0
GSM331H5 | C&S(GOLD STAR) | TP MCCB | 300A | 65KA | ABH403A |  | 29520 | 14000 | 34390 | 14000 | 300A 65KA ATU | TP MCCB | 0
GSM331L6 | C&S(GOLD STAR) | TP MCCB | 300A | 65KA | ABL403A |  | 29010 | 0 | 32950 | 15500 | 300A 65KA FMU | TP MCCB | 0
GSM331S3 | C&S(GOLD STAR) | TP MCCB | 300A | 35KA | ABS403A |  | 13000 | 0 | 13000 | 13000 | 300A 35KA ABS403A | TP MCCB | 0
GSM336E2 | C&S(GOLD STAR) | TP MCCB | 350A | 25KA | ABE403A |  | 13250 | 13250 | 13250 | 13250 | 350A 25KA ABE403A | TP MCCB | 0
GSM336H5 | C&S(GOLD STAR) | TP MCCB | 350A | 65KA | ABH403A |  | 29520 | 15250 | 34390 | 15250 | 350A 65KA ATU | TP MCCB | 0
GSM336L6 | C&S(GOLD STAR) | TP MCCB | 350A | 65KA | ABL403A |  | 29010 | 29010 | 32950 | 16500 | 350A 65KA FMU | TP MCCB | 0
GSM336S3 | C&S(GOLD STAR) | TP MCCB | 350A | 35KA | ABS403A |  | 13500 | 13500 | 13500 | 13500 | 350A 35KA ABS403A | TP MCCB | 0
GSM340E1 | C&S(GOLD STAR) | TP MCCB | 40A | 10KA | ABE103A |  | 1950 | 1950 | 1950 | 1950 | 40A 10KA ABE103A | TP MCCB | 0
GSM340EF | C&S(GOLD STAR) | TP MCCB | 40A | 5KA | ABE53A |  | 1800 | 1800 | 1800 | 1800 | 40A 05KA ABE53A | TP MCCB | 0
GSM340H2 | C&S(GOLD STAR) | TP MCCB | 40A | 22KA | ABH103A |  | 3300 | 0 | 3300 | 3500 | 40A 22KA ABH103A | TP MCCB | 0
GSM340H5 | C&S(GOLD STAR) | TP MCCB | 40A | 14KA | ABH53A |  | 2300 | 0 | 2300 | 2300 | 40A 14KA ABH53A | TP MCCB | 0
GSM340L6 | C&S(GOLD STAR) | TP MCCB | 40A | 65KA | ABL53A |  | 10380 | 6250 | 11575 | 6250 | 40A 50KA FMU | TP MCCB | 0
GSM340S1 | C&S(GOLD STAR) | TP MCCB | 40A | 10KA | ABS53A |  | 1800 | 0 | 1800 | 1800 | 40A 10KA ABS53A | TP MCCB | 0
GSM340S5 | C&S(GOLD STAR) | TP MCCB | 40A | 14KA | ABS103A |  | 2300 | 0 | 2300 | 2300 | 40A 14KA ABS103A | TP MCCB | 0
GSM341E2 | C&S(GOLD STAR) | TP MCCB | 400A | 25KA | ABE403A |  | 13250 | 13250 | 13250 | 13250 | 400A 25KA ABE403A | TP MCCB | 0
GSM341H5 | C&S(GOLD STAR) | TP MCCB | 400A | 65KA | ABH403A |  | 29520 | 15250 | 34390 | 15250 | 400A 65KA ATU | TP MCCB | 0
GSM341L6 | C&S(GOLD STAR) | TP MCCB | 400A | 65KA | ABL403A |  | 29010 | 0 | 32950 | 16500 | 400A 65KA FMU | TP MCCB | 0
GSM341S3 | C&S(GOLD STAR) | TP MCCB | 400A | 35KA | ABS403A |  | 13500 | 13500 | 13500 | 13500 | 400A 35KA ABS403A | TP MCCB | 0
GSM350E1 | C&S(GOLD STAR) | TP MCCB | 50A | 10KA | ABE103A |  | 1950 | 1950 | 1950 | 1950 | 50A 10KA ABE103A | TP MCCB | 0
GSM350EF | C&S(GOLD STAR) | TP MCCB | 50A | 5KA | ABE53A |  | 1850 | 1800 | 1850 | 1800 | 50A 05KA ABE53A | TP MCCB | 0
GSM350H2 | C&S(GOLD STAR) | TP MCCB | 50A | 22KA | ABH103A |  | 3500 | 0 | 3500 | 3500 | 50A 22KA ABH103A | TP MCCB | 0
GSM350H5 | C&S(GOLD STAR) | TP MCCB | 50A | 14KA | ABH53A |  | 2300 | 0 | 2300 | 2300 | 50A 14KA ABH53A | TP MCCB | 0
GSM350L6 | C&S(GOLD STAR) | TP MCCB | 50A | 65KA | ABL53A |  | 10380 | 6250 | 11575 | 6250 | 50A 50KA FMU | TP MCCB | 0
GSM350S1 | C&S(GOLD STAR) | TP MCCB | 50A | 10KA | ABS53A |  | 1800 | 0 | 1800 | 1800 | 50A 10KA ABS53A | TP MCCB | 0
GSM350S5 | C&S(GOLD STAR) | TP MCCB | 50A | 14KA | ABS103A |  | 2300 | 0 | 2300 | 2300 | 50A 14KA ABS103A | TP MCCB | 0
GSM351E3 | C&S(GOLD STAR) | TP MCCB | 500A | 35KA | ABE803A |  | 18000 | 16000 | 18000 | 16000 | 500A 35KA ABE803A | TP MCCB | 0
GSM351L6 | C&S(GOLD STAR) | TP MCCB | 500A | 65KA | ABL803A |  | 33480 | 0 | 36750 | 19500 | 500A 65KA FMU | TP MCCB | 0
GSM351S5 | C&S(GOLD STAR) | TP MCCB | 500A | 65KA | ABS803A |  | 34900 | 17250 | 38460 | 17250 | 500A 65KA ATU | TP MCCB | 0
GSM360E1 | C&S(GOLD STAR) | TP MCCB | 60A | 10KA | ABE103A |  | 1950 | 1950 | 1950 | 1950 | 60A 10KA ABE103A | TP MCCB | 0
GSM360EF | C&S(GOLD STAR) | TP MCCB | 60A | 5KA | ABE63A |  | 1900 | 1900 | 1900 | 1900 | 60A 05KA ABE63A | TP MCCB | 0
GSM360H2 | C&S(GOLD STAR) | TP MCCB | 60A | 22KA | ABH103A |  | 3500 | 0 | 3500 | 3500 | 60A 22KA ABH103A | TP MCCB | 0
GSM360L6 | C&S(GOLD STAR) | TP MCCB | 60A | 65KA | ABL103A |  | 10380 | 6750 | 11575 | 6750 | 63A 50KA FMU | TP MCCB | 0
GSM360S1 | C&S(GOLD STAR) | TP MCCB | 60A | 10KA | ABS63A |  | 2000 | 0 | 2000 | 2000 | 60A 10KA ABS63A | TP MCCB | 0
GSM360S5 | C&S(GOLD STAR) | TP MCCB | 60A | 14KA | ABS103A |  | 2300 | 0 | 2300 | 2300 | 60A 14KA ABS103A | TP MCCB | 0
GSM361E3 | C&S(GOLD STAR) | TP MCCB | 600A | 35KA | ABE803A |  | 18000 | 16000 | 18000 | 16000 | 600A 35KA ABE803A | TP MCCB | 0
GSM361L6 | C&S(GOLD STAR) | TP MCCB | 600A | 65KA | ABL803A |  | 33480 | 0 | 36750 | 19500 | 630A 65KA FMU | TP MCCB | 0
GSM361S5 | C&S(GOLD STAR) | TP MCCB | 630A | 65KA | ABS803A |  | 34900 | 17250 | 38460 | 17250 | 630A 65KA ATU | TP MCCB | 0
GSM363G3 | C&S(GOLD STAR) | TP MCCB | 63A | 35KA | GBN103 |  | 4600 | 4600 | 4600 | 4600 | 63A 35KA GBN103-VARIABLE SETTING | TP MCCB | 0
GSM363G5 | C&S(GOLD STAR) | TP MCCB | 63A | 50KA | GBH103 |  | 14550 | 6350 | 18950 | 6350 | 63A 50KA ATU | TP MCCB | 0
GSM363G9 | C&S(GOLD STAR) | TP MCCB | 63A | 85KA | GBL103 |  | 13000 | 8750 | 31380 | 8750 | 63A 85KA GBL103-VARIABLE SETTING | TP MCCB | 0
GSM371E3 | C&S(GOLD STAR) | TP MCCB | 700A | 30KA | ABE803A |  | 18000 | 0 | 18000 | 18000 | 700A 30KA ABE803A | TP MCCB | 0
GSM371L6 | C&S(GOLD STAR) | TP MCCB | 700A | 65KA | ABL803A |  | 46960 | 0 | 50790 | 28500 | 700A 65KA FMU | TP MCCB | 0
GSM371S5 | C&S(GOLD STAR) | TP MCCB | 700A | 65KA | ABS803A |  | 49290 | 20500 | 54890 | 20500 | 700A 65KA ATU | TP MCCB | 0
GSM375E1 | C&S(GOLD STAR) | TP MCCB | 75A | 10KA | ABE103A |  | 1950 | 1950 | 1950 | 1950 | 75A 10KA ABE103A | TP MCCB | 0
GSM375H2 | C&S(GOLD STAR) | TP MCCB | 75A | 22KA | ABH103A |  | 3500 | 0 | 3500 | 3500 | 75A 22KA ABH103A | TP MCCB | 0
GSM375L6 | C&S(GOLD STAR) | TP MCCB | 75A | 65KA | ABL103A |  | 10380 | 6750 | 11675 | 6750 | 80A 50KA FMU | TP MCCB | 0
GSM375S5 | C&S(GOLD STAR) | TP MCCB | 75A | 14KA | ABS103A |  | 2300 | 0 | 2300 | 2300 | 75A 14KA ABS103A | TP MCCB | 0
GSM380G3 | C&S(GOLD STAR) | TP MCCB | 80A | 35KA | GBN103 |  | 4600 | 4600 | 4600 | 4600 | 80A 35KA GBN103-VARIABLE SETTING | TP MCCB | 0
GSM380G5 | C&S(GOLD STAR) | TP MCCB | 80A | 50KA | GBH103 |  | 14550 | 6350 | 18950 | 6350 | 80A 50KA ATU | TP MCCB | 0
GSM380G9 | C&S(GOLD STAR) | TP MCCB | 80A | 85KA | GBL103 |  | 13000 | 8750 | 31380 | 8750 | 80A 85KA GBL103-VARIABLE SETTING | TP MCCB | 0
GSM381E3 | C&S(GOLD STAR) | TP MCCB | 800A | 30KA | ABE803A |  | 18000 | 0 | 18000 | 18000 | 800A 30KA ABE803A | TP MCCB | 0
GSM381L6 | C&S(GOLD STAR) | TP MCCB | 800A | 65KA | ABL803A |  | 46960 | 0 | 50790 | 28500 | 800A 65KA FMU | TP MCCB | 0
GSM381S5 | C&S(GOLD STAR) | TP MCCB | 800A | 65KA | ABS803A |  | 49290 | 20500 | 54890 | 20500 | 800A 65KA ATU | TP MCCB | 0
GSM405S1 | C&S | 4P MCCB | 05A | 10KA | ABS54A |  | 2400 | 0 | 2400 | 2400 | 05A 10KA ABS54A | 4P MCCB | 0
GSM410S1 | C&S | 4P MCCB | 10A | 10KA | ABS54A |  | 2400 | 0 | 2400 | 2400 | 10A 10KA ABS54A | 4P MCCB | 0
GSM411G3 | C&S | 4P MCCB | 100A | 35KA | GBN104 |  | 6250 | 6250 | 6250 | 6250 | 100A 35KA GBN104-VARIABLE SETTING | 4P MCCB | 0
GSM411G5 | C&S | 4P MCCB | 100A | 50KA | GBH104 |  | 19520 | 8200 | 23090 | 8200 | 100A 50KA ATU | 4P MCCB | 0
GSM411G9 | C&S | 4P MCCB | 100A | 85KA | GBL104 |  | 12000 | 11000 | 46860 | 11000 | 100A 85KA GBL104-VARIABLE SETTING | 4P MCCB | 0
GSM411H2 | C&S | 4P MCCB | 100A | 22KA | ABH104A |  | 5300 | 0 | 5300 | 5300 | 100A 22KA ABH104A | 4P MCCB | 0
GSM411L6 | C&S | 4P MCCB | 100A | 50KA | ABL104A |  | 14140 | 9350 | 13925 | 9350 | 100A 50KA FMU | 4P MCCB | 0
GSM411S5 | C&S | 4P MCCB | 100A | 14KA | ABS104A |  | 2750 | 0 | 2750 | 2750 | 100A 14KA ABS104A | 4P MCCB | 0
GSM413G3 | C&S | 4P MCCB | 125A | 35KA | GBN204 |  | 7600 | 7600 | 7600 | 7600 | 125A 35KA GBN204-VARIABLE SETTING | 4P MCCB | 0
GSM413G5 | C&S | 4P MCCB | 125A | 50KA | GBH204 |  | 19520 | 10250 | 21360 | 10250 | 125A 50KA ATU | 4P MCCB | 0
GSM413G9 | C&S | 4P MCCB | 125A | 85KA | GBL204 |  | 13000 | 13000 | 46860 | 13000 | 125A 85KA GBL204-VARIABLE SETTING | 4P MCCB | 0
GSM413H4 | C&S | 4P MCCB | 125A | 45KA | ABH204A |  | 11000 | 0 | 21360 | 11000 | 125A 50KA FMU | 4P MCCB | 0
GSM413L6 | C&S | 4P MCCB | 125A | 50KA | ABL204A |  | 18810 | 16500 | 21360 | 16500 | 125A 50KA FMU | 4P MCCB | 0
GSM413S5 | C&S | 4P MCCB | 125A | 14KA | ABS204A |  | 7400 | 0 | 7400 | 7400 | 125A 14KA ABS204A | 4P MCCB | 0
GSM415H2 | C&S | 4P MCCB | 15A | 22KA | ABH104A |  | 5300 | 0 | 5300 | 5300 | 15A 22KA ABH104A | 4P MCCB | 0
GSM415H5 | C&S | 4P MCCB | 15A | 14KA | ABH54A |  | 2650 | 0 | 2650 | 2650 | 15A 14KA ABH54A | 4P MCCB | 0
GSM415L6 | C&S | 4P MCCB | 16A | 50KA | ABL54A |  | 14140 | 9000 | 13825 | 9000 | 16A 50KA FMU | 4P MCCB | 0
GSM415S1 | C&S | 4P MCCB | 15A | 10KA | ABS54A |  | 4000 | 3500 | 4000 | 3500 | 15A 10KA ABS54A | 4P MCCB | 0
GSM415S5 | C&S | 4P MCCB | 15A | 14KA | ABS104A |  | 2750 | 0 | 2750 | 2750 | 15A 14KA ABS104A | 4P MCCB | 0
GSM416H4 | C&S | 4P MCCB | 150A | 45KA | ABH204A |  | 11000 | 0 | 25110 | 11000 | 150A 45KA ABH204A | 4P MCCB | 0
GSM416L6 | C&S | 4P MCCB | 160A | 50KA | ABL204A |  | 22670 | 16500 | 25110 | 16500 | 160A 50KA FMU | 4P MCCB | 0
GSM416S5 | C&S | 4P MCCB | 150A | 14KA | ABS204A |  | 7400 | 0 | 7400 | 7400 | 150A 14KA ABS204A | 4P MCCB | 0
GSM417G3 | C&S | 4P MCCB | 160A | 35KA | GBN204 |  | 8850 | 8750 | 8850 | 8750 | 160A 35KA GBN204-VARIABLE SETTING | 4P MCCB | 0
GSM417G5 | C&S | 4P MCCB | 160A | 50KA | GBH204 |  | 22870 | 11750 | 25110 | 11750 | 160A 50KA ATU | 4P MCCB | 0
GSM417G9 | C&S | 4P MCCB | 160A | 85KA | GBL204 |  | 19000 | 19000 | 46860 | 19000 | 160A 85KA GBL204-VARIABLE SETTING | 4P MCCB | 0
GSM418H4 | C&S | 4P MCCB | 175A | 45KA | ABH204A |  | 11000 | 0 | 29250 | 11000 | 175A 45KA ABH204A | 4P MCCB | 0
GSM418L6 | C&S | 4P MCCB | 175A | 50KA | ABL204A |  | 27540 | 16500 | 29250 | 16500 | 175A 50KA FMU | 4P MCCB | 0
GSM418S5 | C&S | 4P MCCB | 175A | 14KA | ABS204A |  | 7400 | 0 | 7400 | 7400 | 175A 14KA ABS204A | 4P MCCB | 0
GSM420H2 | C&S | 4P MCCB | 20A | 22KA | ABH104A |  | 5300 | 0 | 5300 | 5300 | 20A 22KA ABH104A | 4P MCCB | 0
GSM420H5 | C&S | 4P MCCB | 20A | 14KA | ABH54A |  | 2650 | 0 | 2650 | 2650 | 20A 14KA ABH54A | 4P MCCB | 0
GSM420L6 | C&S | 4P MCCB | 20A | 50KA | ABL54A |  | 14140 | 9000 | 13825 | 9000 | 20A 50KA FMU | 4P MCCB | 0
GSM420S1 | C&S | 4P MCCB | 20A | 10KA | ABS54A |  | 4000 | 3500 | 4000 | 3500 | 20A 10KA ABS54A | 4P MCCB | 0
GSM420S5 | C&S | 4P MCCB | 20A | 14KA | ABS104A |  | 2750 | 0 | 2750 | 2750 | 20A 14KA ABS104A | 4P MCCB | 0
GSM421G3 | C&S | 4P MCCB | 200A | 35KA | GBN204 |  | 12500 | 9250 | 12500 | 9250 | 200A 35KA GBN204-VARIABLE SETTING | 4P MCCB | 0
GSM421G5 | C&S | 4P MCCB | 200A | 50KA | GBH204 |  | 28350 | 14500 | 29250 | 14500 | 200A 50KA ATU | 4P MCCB | 0
GSM421G9 | C&S | 4P MCCB | 200A | 85KA | GBL204 |  | 19000 | 19000 | 46860 | 19000 | 200A 85KA GBL204-VARIABLE SETTING | 4P MCCB | 0
GSM421H4 | C&S | 4P MCCB | 200A | 45KA | ABH204A |  | 11000 | 0 | 29250 | 11000 | 200A 45KA ABH204A | 4P MCCB | 0
GSM421L6 | C&S | 4P MCCB | 200A | 50KA | ABL204A |  | 27540 | 16500 | 29250 | 16500 | 200A 50KA FMU | 4P MCCB | 0
GSM421S5 | C&S | 4P MCCB | 200A | 14KA | ABS204A |  | 7400 | 0 | 7400 | 7400 | 200A 14KA ABS204A | 4P MCCB | 0
GSM423H4 | C&S | 4P MCCB | 225A | 45KA | ABH204A |  | 11000 | 0 | 33400 | 11000 | 225A 45KA ABH204A | 4P MCCB | 0
GSM423L6 | C&S | 4P MCCB | 225A | 50KA | ABL204A |  | 31090 | 17250 | 33400 | 17250 | 225A 50KA FMU | 4P MCCB | 0
GSM423S5 | C&S | 4P MCCB | 225A | 14KA | ABS204A |  | 7400 | 0 | 7400 | 7400 | 225A 14KA ABS204A | 4P MCCB | 0
GSM426G3 | C&S | 4P MCCB | 250A | 35KA | GBN204 |  | 15000 | 9500 | 15000 | 9500 | 250A 35KA GBN204-VARIABLE SETTING | 4P MCCB | 0
GSM426G5 | C&S | 4P MCCB | 250A | 50KA | GBH204 |  | 31600 | 17500 | 33400 | 17500 | 250A 50KA ATU | 4P MCCB | 0
GSM426G9 | C&S | 4P MCCB | 250A | 85KA | GBL204 |  | 20000 | 20000 | 46860 | 20000 | 250A 85KA GBL204-VARIABLE SETTING | 4P MCCB | 0
GSM426H5 | C&S | 4P MCCB | 250A | 50KA | ABH404A |  | 31600 | 16500 | 33400 | 16500 | 250A 50KA ATU | 4P MCCB | 0
GSM426L6 | C&S | 4P MCCB | 250A | 50KA | ABL404A |  | 31090 | 0 | 33400 | 18500 | 250A 50KA FMU | 4P MCCB | 0
GSM426S3 | C&S | 4P MCCB | 250A | 35KA | ABS404A |  | 15250 | 15000 | 15250 | 15000 | 250A 35KA ABS404A | 4P MCCB | 0
GSM430H2 | C&S | 4P MCCB | 30A | 22KA | ABH104A |  | 5300 | 0 | 5300 | 5300 | 30A 22KA ABH104A | 4P MCCB | 0
GSM430H5 | C&S | 4P MCCB | 30A | 14KA | ABH54A |  | 2650 | 0 | 2650 | 2650 | 30A 14KA ABH54A | 4P MCCB | 0
GSM430L6 | C&S | 4P MCCB | 32A | 50KA | ABL54A |  | 14140 | 9000 | 13825 | 9000 | 32A 50KA FMU | 4P MCCB | 0
GSM430S1 | C&S | 4P MCCB | 30A | 10KA | ABS54A |  | 4000 | 0 | 4000 | 3150 | 30A 10KA ABS54A | 4P MCCB | 0
GSM430S5 | C&S | 4P MCCB | 30A | 14KA | ABS104A |  | 2750 | 0 | 2750 | 2750 | 30A 14KA ABS104A | 4P MCCB | 0
GSM431H5 | C&S | 4P MCCB | 300A | 65KA | ABH404A |  | 39370 | 16500 | 40960 | 16500 | 300A 65KA ATU | 4P MCCB | 0
GSM431L6 | C&S | 4P MCCB | 300A | 65KA | ABL404A |  | 38760 | 0 | 40910 | 18500 | 300A 65KA FMU | 4P MCCB | 0
GSM431S3 | C&S | 4P MCCB | 300A | 35KA | ABS404A |  | 15250 | 15000 | 15250 | 15000 | 300A 35KA ABS404A | 4P MCCB | 0
GSM436H5 | C&S | 4P MCCB | 350A | 65KA | ABH404A |  | 39370 | 18850 | 40960 | 18850 | 350A 65KA ATU | 4P MCCB | 0
GSM436L6 | C&S | 4P MCCB | 350A | 65KA | ABL404A |  | 38760 | 0 | 40910 | 19000 | 350A 65KA FMU | 4P MCCB | 0
GSM436S3 | C&S | 4P MCCB | 350A | 35KA | ABS404A |  | 17250 | 17250 | 17250 | 17250 | 350A 35KA ABS404A | 4P MCCB | 0
GSM440H2 | C&S | 4P MCCB | 40A | 22KA | ABH104A |  | 5300 | 0 | 5300 | 5300 | 40A 22KA ABH104A | 4P MCCB | 0
GSM440H5 | C&S | 4P MCCB | 40A | 14KA | ABH54A |  | 2650 | 0 | 2650 | 2650 | 40A 14KA ABH54A | 4P MCCB | 0
GSM440L6 | C&S | 4P MCCB | 40A | 50KA | ABL54A |  | 14140 | 9000 | 13825 | 9000 | 40A 50KA FMU | 4P MCCB | 0
GSM440S1 | C&S | 4P MCCB | 40A | 10KA | ABS54A |  | 4000 | 0 | 4000 | 3150 | 40A 10KA ABS54A | 4P MCCB | 0
GSM440S5 | C&S | 4P MCCB | 40A | 14KA | ABS104A |  | 2750 | 0 | 2750 | 2750 | 40A 14KA ABS104A | 4P MCCB | 0
GSM441H5 | C&S | 4P MCCB | 400A | 65KA | ABH404A |  | 39370 | 18850 | 40960 | 18850 | 400A 65KA ATU | 4P MCCB | 0
GSM441L6 | C&S | 4P MCCB | 400A | 65KA | ABL404A |  | 38760 | 0 | 40910 | 19000 | 400A 65KA FMU | 4P MCCB | 0
GSM441S3 | C&S | 4P MCCB | 400A | 35KA | ABS404A |  | 19000 | 17250 | 19000 | 17250 | 400A 35KA ABS404A | 4P MCCB | 0
GSM450H2 | C&S | 4P MCCB | 50A | 22KA | ABH104A |  | 5300 | 0 | 5300 | 5300 | 50A 22KA ABH104A | 4P MCCB | 0
GSM450H5 | C&S | 4P MCCB | 50A | 14KA | ABH54A |  | 2650 | 0 | 2650 | 2650 | 50A 14KA ABH54A | 4P MCCB | 0
GSM450L6 | C&S | 4P MCCB | 50A | 50KA | ABL54A |  | 14140 | 9000 | 13825 | 9000 | 50A 50KA FMU | 4P MCCB | 0
GSM450S1 | C&S | 4P MCCB | 50A | 10KA | ABS54A |  | 4000 | 0 | 4000 | 3150 | 50A 10KA ABS54A | 4P MCCB | 0
GSM450S5 | C&S | 4P MCCB | 50A | 14KA | ABS104A |  | 2750 | 0 | 2750 | 2750 | 50A 14KA ABS104A | 4P MCCB | 0
GSM451L6 | C&S | 4P MCCB | 500A | 65KA | ABL604A |  | 42000 | 0 | 43900 | 23500 | 500A 65KA FMU | 4P MCCB | 0
GSM451S5 | C&S | 4P MCCB | 500A | 65KA | ABS804A |  | 43630 | 21100 | 46040 | 21100 | 500A 65KA ATU | 4P MCCB | 0
GSM460H2 | C&S | 4P MCCB | 60A | 22KA | ABH104A |  | 5300 | 0 | 5300 | 5300 | 60A 22KA ABH104A | 4P MCCB | 0
GSM460L6 | C&S | 4P MCCB | 63A | 50KA | ABL104A |  | 14140 | 9350 | 13825 | 9350 | 63A 50KA FMU | 4P MCCB | 0
GSM460S1 | C&S | 4P MCCB | 60A | 10KA | ABS64A |  | 4000 | 0 | 4000 | 3150 | 60A 10KA ABS64A | 4P MCCB | 0
GSM460S5 | C&S | 4P MCCB | 60A | 14KA | ABS104A |  | 23500 | 0 | 23500 | 23500 | 60A 14KA ABS104A | 4P MCCB | 0
GSM461L6 | C&S | 4P MCCB | 630A | 65KA | ABL604A |  | 42000 | 0 | 43900 | 22500 | 630A 65KA FMU | 4P MCCB | 0
GSM461S5 | C&S | 4P MCCB | 630A | 65KA | ABS804A |  | 43630 | 21100 | 46040 | 21100 | 630A 65KA ATU | 4P MCCB | 0
GSM463G3 | C&S | 4P MCCB | 63A | 35KA | GBN104 |  | 6250 | 6250 | 6250 | 6250 | 63A 35KA GBN104-VARIABLE SETTING | 4P MCCB | 0
GSM463G5 | C&S | 4P MCCB | 63A | 50KA | GBH104 |  | 19520 | 8200 | 23090 | 8200 | 63A 50KA ATU | 4P MCCB | 0
GSM463G9 | C&S | 4P MCCB | 63A | 85KA | GBL104 |  | 12000 | 11000 | 46860 | 11000 | 63A 85KA GBL104-VARIABLE SETTING | 4P MCCB | 0
GSM471L6 | C&S | 4P MCCB | 700A | 65KA | ABL804A |  | 66140 | 0 | 61480 | 35000 | 700A 65KA FMU | 4P MCCB | 0
GSM471S5 | C&S | 4P MCCB | 700A | 65KA | ABS804A |  | 67560 | 24600 | 66890 | 24600 | 700A 65KA ATU | 4P MCCB | 0
GSM475H2 | C&S | 4P MCCB | 75A | 22KA | ABH104A |  | 5300 | 0 | 5300 | 5300 | 75A 22KA ABH104A | 4P MCCB | 0
GSM475L6 | C&S | 4P MCCB | 80A | 50KA | ABL104A |  | 14140 | 9350 | 13925 | 9350 | 80A 50KA FMU | 4P MCCB | 0
GSM475S5 | C&S | 4P MCCB | 75A | 14KA | ABS104A |  | 2750 | 0 | 2750 | 2750 | 75A 14KA ABS104A | 4P MCCB | 0
GSM480G3 | C&S | 4P MCCB | 80A | 35KA | GBN104 |  | 6250 | 6250 | 6250 | 6250 | 80A 35KA GBN104-VARIABLE SETTING | 4P MCCB | 0
GSM480G5 | C&S | 4P MCCB | 80A | 50KA | GBH104 |  | 19520 | 8200 | 23090 | 8200 | 80A 50KA ATU | 4P MCCB | 0
GSM480G9 | C&S | 4P MCCB | 80A | 85KA | GBL104 |  | 12000 | 11000 | 46860 | 11000 | 80A 85KA GBL104-VARIABLE SETTING | 4P MCCB | 0
GSM481L6 | C&S | 4P MCCB | 800A | 65KA | ABL804A |  | 66140 | 0 | 61480 | 35000 | 800A 65KA FMU | 4P MCCB | 0
GSM481S5 | C&S | 4P MCCB | 800A | 65KA | ABS804A |  | 67560 | 24600 | 66890 | 24600 | 800A 65KA ATU | 4P MCCB | 0
EEBC16OS | GE | BREAKER CONTROL SWITCH | 16 WAY | ODS TYPE | STAYPUT NON LOCKING+EXT.FOR SPRING | RETURN+ EXT. FOR LOST MOTION DEVICE | 4630 | 0 | 4630 | 4630 | 16 WAY ODS TYPE | BREAKER CONTROL SWITCH | 0
EEBC20OS | GE | BREAKER CONTROL SWITCH | 20 WAY | ODS TYPE | STAYPUT NON LOCKING+EXT.FOR SPRING | RETURN+ EXT. FOR LOST MOTION DEVICE | 5220 | 0 | 5220 | 5220 | 16 WAY ODS TYPE | BREAKER CONTROL SWITCH | 0
EEBC24OS | GE | BREAKER CONTROL SWITCH | 24 WAY | ODS TYPE | STAYPUT NON LOCKING+EXT.FOR SPRING | RETURN+ EXT. FOR LOST MOTION DEVICE | 5870 | 0 | 5870 | 5870 | 16 WAY ODS TYPE | BREAKER CONTROL SWITCH | 0
MDMC0115 | C&S | MCB | 1A | SP,AC,10KA, LEXIC |  |  | 263 | 0 | 321 | 212 | SP,AC,10KA, LEXIC 1A | SP MCB | 0
MDMC0215 | C&S | MCB | 2A | SP,AC,10KA, LEXIC |  |  | 263 | 0 | 321 | 212 | SP,AC,10KA, LEXIC 2A | SP MCB | 0
MDMC0315 | C&S | MCB | 3A | SP,AC,10KA, LEXIC |  |  | 263 | 0 | 321 | 212 | SP,AC,10KA, LEXIC 3A | SP MCB | 0
MDMC0415 | C&S | MCB | 4A | SP,AC,10KA, LEXIC |  |  | 263 | 0 | 321 | 212 | SP,AC,10KA, LEXIC 4A | SP MCB | 0
MDMC0615 | C&S | MCB | 6A | SP,AC,10KA, LEXIC |  |  | 173 | 0 | 197 | 148 | SP,AC,10KA, LEXIC 6A | SP MCB | 0
MDMC1015 | C&S | MCB | 10A | SP,AC,10KA, LEXIC |  |  | 173 | 0 | 197 | 148 | SP,AC,10KA, LEXIC 10A | SP MCB | 0
MDMC1615 | C&S | MCB | 16A | SP,AC,10KA, LEXIC |  |  | 173 | 0 | 197 | 148 | SP,AC,10KA, LEXIC 16A | SP MCB | 0
MDMC1P15 | C&S | MCB | 1.6A | SP,AC,10KA, LEXIC |  |  | 173 | 0 | 197 | 212 | SP,AC,10KA, LEXIC 1.6A | SP MCB | 0
MDMC2015 | C&S | MCB | 20A | SP,AC,10KA, LEXIC |  |  | 173 | 0 | 197 | 148 | SP,AC,10KA, LEXIC 20A | SP MCB | 0
MDMC2515 | C&S | MCB | 25A | SP,AC,10KA, LEXIC |  |  | 173 | 0 | 197 | 148 | SP,AC,10KA, LEXIC 25A | SP MCB | 0
MDMC3215 | C&S | MCB | 32A | SP,AC,10KA, LEXIC |  |  | 173 | 0 | 197 | 148 | SP,AC,10KA, LEXIC 32A | SP MCB | 0
MDMC4015 | C&S | MCB | 40A | SP,AC,10KA, LEXIC |  |  | 362 | 0 | 447 | 296 | SP,AC,10KA, LEXIC 40A | SP MCB | 0
MDMC5015 | C&S | MCB | 50A | SP,AC,10KA, LEXIC |  |  | 431 | 0 | 480 | 296 | SP,AC,10KA, LEXIC 50A | SP MCB | 0
MDMC6315 | C&S | MCB | 63A | SP,AC,10KA, LEXIC |  |  | 431 | 0 | 480 | 296 | SP,AC,10KA, LEXIC 63A | SP MCB | 0
MDMCP515 | C&S | MCB | 0.5A | SP,AC,10KA, LEXIC |  |  | 263 | 0 | 321 | 212 | SP,AC,10KA, LEXIC 0.5A | SP MCB | 0
MDMC0116 | C&S | MCB | 1A | SPN,AC,10KA, LEXIC |  |  | 578 | 0 | 852 | 575 | SPN,AC,10KA, LEXIC 1A | SPN MCB | 0
MDMC0216 | C&S | MCB | 2A | SPN,AC,10KA, LEXIC |  |  | 578 | 0 | 852 | 575 | SPN,AC,10KA, LEXIC 2A | SPN MCB | 0
MDMC0316 | C&S | MCB | 3A | SPN,AC,10KA, LEXIC |  |  | 578 | 0 | 852 | 575 | SPN,AC,10KA, LEXIC 3A | SPN MCB | 0
MDMC0416 | C&S | MCB | 4A | SPN,AC,10KA, LEXIC |  |  | 578 | 0 | 852 | 575 | SPN,AC,10KA, LEXIC 4A | SPN MCB | 0
MDMC0616 | C&S | MCB | 6A | SPN,AC,10KA, LEXIC |  |  | 520 | 0 | 852 | 420 | SPN,AC,10KA, LEXIC 6A | SPN MCB | 0
MDMC1016 | C&S | MCB | 10A | SPN,AC,10KA, LEXIC |  |  | 520 | 0 | 852 | 420 | SPN,AC,10KA, LEXIC 10A | SPN MCB | 0
MDMC1616 | C&S | MCB | 16A | SPN,AC,10KA, LEXIC |  |  | 520 | 0 | 852 | 420 | SPN,AC,10KA, LEXIC 16A | SPN MCB | 0
MDMC1P16 | C&S | MCB | 1.6A | SPN,AC,10KA, LEXIC |  |  | 520 | 0 | 852 | 575 | SPN,AC,10KA, LEXIC 1.6A | SPN MCB | 0
MDMC2016 | C&S | MCB | 20A | SPN,AC,10KA, LEXIC |  |  | 520 | 0 | 852 | 420 | SPN,AC,10KA, LEXIC 20A | SPN MCB | 0
MDMC2516 | C&S | MCB | 25A | SPN,AC,10KA, LEXIC |  |  | 520 | 0 | 852 | 420 | SPN,AC,10KA, LEXIC 25A | SPN MCB | 0
MDMC3216 | C&S | MCB | 32A | SPN,AC,10KA, LEXIC |  |  | 520 | 0 | 852 | 420 | SPN,AC,10KA, LEXIC 32A | SPN MCB | 0
MDMC4016 | C&S | MCB | 40A | SPN,AC,10KA, LEXIC |  |  | 714 | 0 | 873 | 672 | SPN,AC,10KA, LEXIC 40A | SPN MCB | 0
MDMC5016 | C&S | MCB | 50A | SPN,AC,10KA, LEXIC |  |  | 824 | 0 | 986 | 672 | SPN,AC,10KA, LEXIC 50A | SPN MCB | 0
MDMC6316 | C&S | MCB | 63A | SPN,AC,10KA, LEXIC |  |  | 824 | 0 | 986 | 672 | SPN,AC,10KA, LEXIC 63A | SPN MCB | 0
MDMCP516 | C&S | MCB | 0.5A | SPN,AC,10KA, LEXIC |  |  | 578 | 0 | 852 | 672 | SPN,AC,10KA, LEXIC 0.5A | SPN MCB | 0
MDMC0117 | C&S | MCB | 1A | DP,AC,10KA,LEXIC |  |  | 686 | 0 | 898 | 575 | DP,AC,10KA,LEXIC 1A | DP MCB | 0
MDMC0217 | C&S | MCB | 2A | DP,AC,10KA,LEXIC |  |  | 686 | 0 | 898 | 575 | DP,AC,10KA,LEXIC 2A | DP MCB | 0
MDMC0317 | C&S | MCB | 3A | DP,AC,10KA,LEXIC |  |  | 686 | 0 | 898 | 575 | DP,AC,10KA,LEXIC 3A | DP MCB | 0
MDMC0417 | C&S | MCB | 4A | DP,AC,10KA,LEXIC |  |  | 686 | 0 | 898 | 575 | DP,AC,10KA,LEXIC 4A | DP MCB | 0
MDMC0617 | C&S | MCB | 6A | DP,AC,10KA,LEXIC |  |  | 546 | 0 | 650 | 575 | DP,AC,10KA,LEXIC 6A | DP MCB | 0
MDMC1017 | C&S | MCB | 10A | DP,AC,10KA,LEXIC |  |  | 546 | 0 | 650 | 420 | DP,AC,10KA,LEXIC 10A | DP MCB | 0
MDMC1617 | C&S | MCB | 16A | DP,AC,10KA,LEXIC |  |  | 546 | 0 | 650 | 420 | DP,AC,10KA,LEXIC 16A | DP MCB | 0
MDMC1P17 | C&S | MCB | 1.6A | DP,AC,10KA,LEXIC |  |  | 546 | 0 | 650 | 575 | DP,AC,10KA,LEXIC 1.6A | DP MCB | 0
MDMC2017 | C&S | MCB | 20A | DP,AC,10KA,LEXIC |  |  | 546 | 0 | 650 | 420 | DP,AC,10KA,LEXIC 20A | DP MCB | 0
MDMC2517 | C&S | MCB | 25A | DP,AC,10KA,LEXIC |  |  | 546 | 0 | 650 | 420 | DP,AC,10KA,LEXIC 25A | DP MCB | 0
MDMC3217 | C&S | MCB | 32A | DP,AC,10KA,LEXIC |  |  | 546 | 0 | 650 | 420 | DP,AC,10KA,LEXIC 32A | DP MCB | 0
MDMC4017 | C&S | MCB | 40A | DP,AC,10KA,LEXIC |  |  | 781 | 0 | 967 | 672 | DP,AC,10KA,LEXIC 40A | DP MCB | 0
MDMC5017 | C&S | MCB | 50A | DP,AC,10KA,LEXIC |  |  | 896 | 0 | 1096 | 672 | DP,AC,10KA,LEXIC 50A | DP MCB | 0
MDMC6317 | C&S | MCB | 63A | DP,AC,10KA,LEXIC |  |  | 896 | 0 | 1096 | 672 | DP,AC,10KA,LEXIC 63A | DP MCB | 0
MDMCP517 | C&S | MCB | 0.5A | DP,AC,10KA,LEXIC |  |  | 686 | 0 | 898 | 575 | DP,AC,10KA,LEXIC 0.5A | DP MCB | 0
MDMC0118 | C&S | MCB | 1A | TP,AC,10KA,LEXIC |  |  | 929 | 0 | 1237 | 876 | TP,AC,10KA,LEXIC 1A | TP MCB | 0
MDMC0218 | C&S | MCB | 2A | TP,AC,10KA,LEXIC |  |  | 929 | 0 | 1237 | 876 | TP,AC,10KA,LEXIC 2A | TP MCB | 0
MDMC0318 | C&S | MCB | 3A | TP,AC,10KA,LEXIC |  |  | 929 | 0 | 1237 | 876 | TP,AC,10KA,LEXIC 3A | TP MCB | 0
MDMC0418 | C&S | MCB | 4A | TP,AC,10KA,LEXIC |  |  | 929 | 0 | 1237 | 876 | TP,AC,10KA,LEXIC 4A | TP MCB | 0
MDMC0618 | C&S | MCB | 6A | TP,AC,10KA,LEXIC |  |  | 832 | 0 | 1027 | 674 | TP,AC,10KA,LEXIC 6A | TP MCB | 0
MDMC1018 | C&S | MCB | 10A | TP,AC,10KA,LEXIC |  |  | 832 | 0 | 1027 | 674 | TP,AC,10KA,LEXIC 10A | TP MCB | 0
MDMC1618 | C&S | MCB | 16A | TP,AC,10KA,LEXIC |  |  | 832 | 0 | 1027 | 674 | TP,AC,10KA,LEXIC 16A | TP MCB | 0
MDMC1P18 | C&S | MCB | 1.6A | TP,AC,10KA,LEXIC |  |  | 832 | 0 | 1027 | 876 | TP,AC,10KA,LEXIC 1.6A | TP MCB | 0
MDMC2018 | C&S | MCB | 20A | TP,AC,10KA,LEXIC |  |  | 832 | 0 | 1027 | 674 | TP,AC,10KA,LEXIC 20A | TP MCB | 0
MDMC2518 | C&S | MCB | 25A | TP,AC,10KA,LEXIC |  |  | 832 | 0 | 1027 | 674 | TP,AC,10KA,LEXIC 25A | TP MCB | 0
MDMC3218 | C&S | MCB | 32A | TP,AC,10KA,LEXIC |  |  | 832 | 0 | 1027 | 674 | TP,AC,10KA,LEXIC 32A | TP MCB | 0
MDMC4018 | C&S | MCB | 40A | TP,AC,10KA,LEXIC |  |  | 1185 | 0 | 1492 | 1034 | TP,AC,10KA,LEXIC 40A | TP MCB | 0
MDMC5018 | C&S | MCB | 50A | TP,AC,10KA,LEXIC |  |  | 1314 | 0 | 1587 | 1034 | TP,AC,10KA,LEXIC 50A | TP MCB | 0
MDMC6318 | C&S | MCB | 63A | TP,AC,10KA,LEXIC |  |  | 1314 | 0 | 1587 | 1034 | TP,AC,10KA,LEXIC 63A | TP MCB | 0
MDMCP518 | C&S | MCB | 0.5A | TP,AC,10KA,LEXIC |  |  | 929 | 0 | 1237 | 876 | TP,AC,10KA,LEXIC 0.5A | TP MCB | 0
MDMC0119 | C&S | MCB | 1A | TPN,AC,10KA,LEXIC |  |  | 1251 | 0 | 1597 | 1114 | TPN,AC,10KA,LEXIC 1A | TPN MCB | 0
MDMC0219 | C&S | MCB | 2A | TPN,AC,10KA,LEXIC |  |  | 1251 | 0 | 1597 | 1114 | TPN,AC,10KA,LEXIC 2A | TPN MCB | 0
MDMC0319 | C&S | MCB | 3A | TPN,AC,10KA,LEXIC |  |  | 1251 | 0 | 1597 | 1114 | TPN,AC,10KA,LEXIC 3A | TPN MCB | 0
MDMC0419 | C&S | MCB | 4A | TPN,AC,10KA,LEXIC |  |  | 1251 | 0 | 1597 | 1114 | TPN,AC,10KA,LEXIC 4A | TPN MCB | 0
MDMC0619 | C&S | MCB | 6A | TPN,AC,10KA,LEXIC |  |  | 1082 | 0 | 1301 | 894 | TPN,AC,10KA,LEXIC 6A | TPN MCB | 0
MDMC1019 | C&S | MCB | 10A | TPN,AC,10KA,LEXIC |  |  | 1082 | 0 | 1301 | 894 | TPN,AC,10KA,LEXIC 10A | TPN MCB | 0
MDMC1619 | C&S | MCB | 16A | TPN,AC,10KA,LEXIC |  |  | 1082 | 0 | 1301 | 894 | TPN,AC,10KA,LEXIC 16A | TPN MCB | 0
MDMC1P19 | C&S | MCB | 1.6A | TPN,AC,10KA,LEXIC |  |  | 1082 | 0 | 1301 | 1114 | TPN,AC,10KA,LEXIC 1.6A | TPN MCB | 0
MDMC2019 | C&S | MCB | 20A | TPN,AC,10KA,LEXIC |  |  | 1082 | 0 | 1301 | 1114 | TPN,AC,10KA,LEXIC 20A | TPN MCB | 0
MDMC2519 | C&S | MCB | 25A | TPN,AC,10KA,LEXIC |  |  | 1082 | 0 | 1301 | 1114 | TPN,AC,10KA,LEXIC 25A | TPN MCB | 0
MDMC3219 | C&S | MCB | 32A | TPN,AC,10KA,LEXIC |  |  | 1082 | 0 | 1301 | 1114 | TPN,AC,10KA,LEXIC 32A | TPN MCB | 0
MDMC4019 | C&S | MCB | 40A | TPN,AC,10KA,LEXIC |  |  | 1483 | 0 | 1742 | 1330 | TPN,AC,10KA,LEXIC 40A | TPN MCB | 0
MDMC5019 | C&S | MCB | 50A | TPN,AC,10KA,LEXIC |  |  | 1632 | 0 | 1876 | 1330 | TPN,AC,10KA,LEXIC 50A | TPN MCB | 0
MDMC6319 | C&S | MCB | 63A | TPN,AC,10KA,LEXIC |  |  | 1632 | 0 | 1876 | 1330 | TPN,AC,10KA,LEXIC 63A | TPN MCB | 0
MDMCP519 | C&S | MCB | 0.5A | TPN,AC,10KA,LEXIC |  |  | 1251 | 0 | 1597 | 1114 | TPN,AC,10KA,LEXIC 0.5A | TPN MCB | 0
MDMC0120 | C&S | MCB | 1A | 4P,AC,10KA,LEXIC |  |  | 1378 | 0 | 1702 | 1114 | 4P,AC,10KA,LEXIC 1A | 4P MCB | 0
MDMC0220 | C&S | MCB | 2A | 4P,AC,10KA,LEXIC |  |  | 1378 | 0 | 1702 | 1114 | 4P,AC,10KA,LEXIC 2A | 4P MCB | 0
MDMC0320 | C&S | MCB | 3A | 4P,AC,10KA,LEXIC |  |  | 1378 | 0 | 1702 | 1114 | 4P,AC,10KA,LEXIC 3A | 4P MCB | 0
MDMC0420 | C&S | MCB | 4A | 4P,AC,10KA,LEXIC |  |  | 1378 | 0 | 1702 | 1114 | 4P,AC,10KA,LEXIC 4A | 4P MCB | 0
MDMC0620 | C&S | MCB | 6A | 4P,AC,10KA,LEXIC |  |  | 1191 | 0 | 1446 | 894 | 4P,AC,10KA,LEXIC 6A | 4P MCB | 0
MDMC1020 | C&S | MCB | 10A | 4P,AC,10KA,LEXIC |  |  | 1191 | 0 | 1446 | 894 | 4P,AC,10KA,LEXIC 10A | 4P MCB | 0
MDMC1620 | C&S | MCB | 16A | 4P,AC,10KA,LEXIC |  |  | 1191 | 0 | 1446 | 894 | 4P,AC,10KA,LEXIC 16A | 4P MCB | 0
MDMC1P20 | C&S | MCB | 1.6A | 4P,AC,10KA,LEXIC |  |  | 1191 | 0 | 1446 | 1114 | 4P,AC,10KA,LEXIC 1.6A | 4P MCB | 0
MDMC2020 | C&S | MCB | 20A | 4P,AC,10KA,LEXIC |  |  | 1191 | 0 | 1446 | 894 | 4P,AC,10KA,LEXIC 20A | 4P MCB | 0
MDMC2520 | C&S | MCB | 25A | 4P,AC,10KA,LEXIC |  |  | 1191 | 0 | 1446 | 894 | 4P,AC,10KA,LEXIC 25A | 4P MCB | 0
MDMC3220 | C&S | MCB | 32A | 4P,AC,10KA,LEXIC |  |  | 1191 | 0 | 1446 | 894 | 4P,AC,10KA,LEXIC 32A | 4P MCB | 0
MDMC4020 | C&S | MCB | 40A | 4P,AC,10KA,LEXIC |  |  | 1597 | 0 | 1935 | 1330 | 4P,AC,10KA,LEXIC 40A | 4P MCB | 0
MDMC5020 | C&S | MCB | 50A | 4P,AC,10KA,LEXIC |  |  | 1747 | 0 | 2086 | 1330 | 4P,AC,10KA,LEXIC 50A | 4P MCB | 0
MDMC6320 | C&S | MCB | 63A | 4P,AC,10KA,LEXIC |  |  | 1747 | 0 | 2086 | 1330 | 4P,AC,10KA,LEXIC 63A | 4P MCB | 0
MDMCP520 | C&S | MCB | 0.5A | 4P,AC,10KA,LEXIC |  |  | 1378 | 0 | 1702 | 1114 | 4P,AC,10KA,LEXIC 0.5A | 4P MCB | 0
MDMC0121 | MDS | MCB | 1A | SP,DC,4.5 KA,LEXIC |  |  | 314 | 0 | 321 | 290 | SP,DC,4.5KA,LEXIC 1A | SP DC MCB | 0
MDMC0221 | MDS | MCB | 2A | SP,DC,4.5 KA,LEXIC |  |  | 314 | 0 | 321 | 290 | SP,DC,4.5KA,LEXIC 2A | SP DC MCB | 0
MDMC0321 | MDS | MCB | 3A | SP,DC,4.5 KA,LEXIC |  |  | 314 | 0 | 321 | 290 | SP,DC,4.5KA,LEXIC 3A | SP DC MCB | 0
MDMC0421 | MDS | MCB | 4A | SP,DC,4.5 KA,LEXIC |  |  | 314 | 0 | 321 | 290 | SP,DC,4.5KA,LEXIC 4A | SP DC MCB | 0
MDMC0621 | MDS | MCB | 6A | SP,DC,4.5 KA,LEXIC |  |  | 288 | 0 | 197 | 248 | SP,DC,4.5KA,LEXIC 6A | SP DC MCB | 0
MDMC1021 | MDS | MCB | 10A | SP,DC,4.5 KA,LEXIC |  |  | 288 | 0 | 288 | 248 | SP,DC,4.5KA,LEXIC 10A | SP DC MCB | 0
MDMC1621 | MDS | MCB | 16A | SP,DC,4.5 KA,LEXIC |  |  | 288 | 0 | 197 | 248 | SP,DC,4.5KA,LEXIC 16A | SP DC MCB | 0
MDMC1P21 | MDS | MCB | 1.6A | SP,DC,4.5 KA,LEXIC |  |  | 288 | 0 | 288 | 290 | SP,DC,4.5KA,LEXIC 1.6A | SP DC MCB | 0
MDMC2021 | MDS | MCB | 20A | SP,DC,4.5 KA,LEXIC |  |  | 288 | 0 | 197 | 248 | SP,DC,4.5KA,LEXIC 20A | SP DC MCB | 0
MDMC2521 | MDS | MCB | 25A | SP,DC,4.5 KA,LEXIC |  |  | 288 | 0 | 197 | 248 | SP,DC,4.5KA,LEXIC 25A | SP DC MCB | 0
MDMC3221 | MDS | MCB | 32A | SP,DC,4.5 KA,LEXIC |  |  | 288 | 0 | 197 | 248 | SP,DC,4.5KA,LEXIC 32A | SP DC MCB | 0
MDMC4021 | MDS | MCB | 40A | SP,DC,4.5 KA,LEXIC |  |  | 397 | 0 | 397 | 312 | SP,DC,4.5KA,LEXIC 40A | SP DC MCB | 0
MDMC5021 | MDS | MCB | 50A | SP,DC,4.5 KA,LEXIC |  |  | 479 | 0 | 480 | 324 | SP,DC,4.5KA,LEXIC 50A | SP DC MCB | 0
MDMC6321 | MDS | MCB | 63A | SP,DC,4.5 KA,LEXIC |  |  | 479 | 0 | 480 | 324 | SP,DC,4.5KA,LEXIC 63A | SP DC MCB | 0
MDMCP521 | MDS | MCB | 0.5A | SP,DC,4.5 KA,LEXIC |  |  | 314 | 0 | 321 | 290 | SP,DC,4.5KA,LEXIC 0.5A | SP DC MCB | 0
MDMC0122 | MDS | MCB | 1A | DP,DC,6 KA,LEXIC |  |  | 721 | 0 | 898 | 600 | DP,DC,6 KA,LEXIC 1A | DP DC MCB | 0
MDMC0222 | MDS | MCB | 2A | DP,DC,6 KA,LEXIC |  |  | 721 | 0 | 898 | 600 | DP,DC,6 KA,LEXIC 2A | DP DC MCB | 0
MDMC0322 | MDS | MCB | 3A | DP,DC,6 KA,LEXIC |  |  | 721 | 0 | 898 | 600 | DP,DC,6 KA,LEXIC 3A | DP DC MCB | 0
MDMC0422 | MDS | MCB | 4A | DP,DC,6 KA,LEXIC |  |  | 721 | 0 | 898 | 600 | DP,DC,6 KA,LEXIC 4A | DP DC MCB | 0
MDMC0622 | MDS | MCB | 6A | DP,DC,6 KA,LEXIC |  |  | 556 | 0 | 556 | 566 | DP,DC,6 KA,LEXIC 6A | DP DC MCB | 0
MDMC1022 | MDS | MCB | 10A | DP,DC,6 KA,LEXIC |  |  | 556 | 0 | 556 | 566 | DP,DC,6 KA,LEXIC 10A | DP DC MCB | 0
MDMC1622 | MDS | MCB | 16A | DP,DC,6 KA,LEXIC |  |  | 556 | 0 | 650 | 566 | DP,DC,6 KA,LEXIC 16A | DP DC MCB | 0
MDMC1P22 | MDS | MCB | 1.6A | DP,DC,6 KA,LEXIC |  |  | 556 | 0 | 556 | 566 | DP,DC,6 KA,LEXIC 1.6A | DP DC MCB | 0
MDMC2022 | MDS | MCB | 20A | DP,DC,6 KA,LEXIC |  |  | 556 | 0 | 650 | 600 | DP,DC,6 KA,LEXIC 20A | DP DC MCB | 0
MDMC2522 | MDS | MCB | 25A | DP,DC,6 KA,LEXIC |  |  | 556 | 0 | 650 | 566 | DP,DC,6 KA,LEXIC 25A | DP DC MCB | 0
MDMC3222 | MDS | MCB | 32A | DP,DC,6 KA,LEXIC |  |  | 556 | 0 | 650 | 566 | DP,DC,6 KA,LEXIC 32A | DP DC MCB | 0
MDMC4022 | MDS | MCB | 40A | DP,DC,6 KA,LEXIC |  |  | 814 | 0 | 814 | 654 | DP,DC,6 KA,LEXIC 40A | DP DC MCB | 0
MDMC5022 | MDS | MCB | 50A | DP,DC,6 KA,LEXIC |  |  | 891 | 0 | 1096 | 664 | DP,DC,6 KA,LEXIC 50A | DP DC MCB | 0
MDMC6322 | MDS | MCB | 63A | DP,DC,6 KA,LEXIC |  |  | 891 | 0 | 1096 | 664 | DP,DC,6 KA,LEXIC 63A | DP DC MCB | 0
MDMCP522 | MDS | MCB | 0.5A | DP,DC,6 KA,LEXIC |  |  | 721 | 0 | 898 | 600 | DP,DC,6 KA,LEXIC 0.5A | DP DC MCB | 0
MDIS32L2 | MDS | DP ISOLATOR | 32A | DP,LEXIC |  |  | 342 | 0 | 401 | 224 | 32A,DP,LEXIC | DP ISOLATOR | 0
MDIS40L2 | MDS | DP ISOLATOR | 40A | DP,LEXIC |  |  | 342 | 0 | 401 | 238 | 40A,DP,LEXIC | DP ISOLATOR | 0
MDIS63L2 | MDS | DP ISOLATOR | 63A | DP,LEXIC |  |  | 439 | 0 | 508 | 318 | 63A,DP,LEXIC | DP ISOLATOR | 0
MDIS32L3 | MDS | TP ISOLATOR | 32A | TP,LEXIC |  |  | 651 | 0 | 770 | 370 | 32A,TP,LEXIC | TP ISOLATOR | 0
MDIS40L3 | MDS | TP ISOLATOR | 40A | TP,LEXIC |  |  | 651 | 0 | 770 | 412 | 40A,TP,LEXIC | TP ISOLATOR | 0
MDIS63L3 | MDS | TP ISOLATOR | 63A | TP,LEXIC |  |  | 720 | 0 | 858 | 476 | 63A,TP,LEXIC | TP ISOLATOR | 0
MDIS80L3 | MDS | TP ISOLATOR | 80A | TP,LEXIC |  |  | 878 | 0 | 987 | 494 | 80A,TP,LEXIC | TP ISOLATOR | 0
MDIS80L4 | MDS | 4P ISOLATOR | 80A | 4P,LEXIC |  |  | 1048 | 0 | 1201 | 614 | 80A,4P,LEXIC | 4P ISOLATOR | 0
MDIS63L4 | MDS | 4P ISOLATOR | 63A | 4P,LEXIC |  |  | 814 | 0 | 967 | 584 | 63A,4P,LEXIC | 4P ISOLATOR | 0
MDIS40L4 | MDS | 4P ISOLATOR | 40A | 4P,LEXIC |  |  | 777 | 0 | 882 | 532 | 40A,4P,LEXIC | 4P ISOLATOR | 0
MDIS32L4 | MDS | 4P ISOLATOR | 32A | 4P,LEXIC |  |  | 777 | 0 | 882 | 428 | 32A,4P,LEXIC | 4P ISOLATOR | 0
ENWH33D1 | ENERCON | KWH METER | 30,3W | DIGITAL DM5230 |  |  | 3906 | 0 | 3906 | 5250 | DIGITAL DM5230,3PH3W,AC.CL 1 | DIGITAL KWH METER | 0
ENWH33D5 | ENERCON | KWH METER | 30,3W | DIGITAL DM5230 AC CL 0.5 |  |  | 4687 | 0 | 4687 | 6155 | DIGITAL DM5230,3PH3W,AC.CL 0.5 | DIGITAL KWH METER | 0
ENWH34D5 | ENERCON | KWH METER | 30,4W | DIGITAL DM5240 AC CL 0.5 |  |  | 5050 | 0 | 5050 | 6635 | DIGITAL DM5240,3PH4W,AC.CL 0.5 | DIGITAL KWH METER | 0
ENWH34D1 | ENERCON | KWH METER | 30,4W | DIGITAL DM5240 AC CL 1 |  |  | 4259 | 0 | 4259 | 5730 | DIGITAL DM5240,3PH4W,AC.CL 1 | DIGITAL KWH METER | 0
ENWHSDE1 | ENERCON | SMART DEMAND CONTROLLER |  | EM3460 AC CL 1 |  |  | 46156 | 0 | 46156 | 46145 | EM3460,AC CL 1 | SMART DEMAND CONTROLLER | 0
ENWHSDE5 | ENERCON | SMART DEMAND CONTROLLER |  | EM3460 AC CL 0.5 |  |  | 48686 | 0 | 48686 | 57610 | EM3460,AC CL 0.5 | SMART DEMAND CONTROLLER | 0
ENWHSDE2 | ENERCON | SMART DEMAND CONTROLLER |  | EM3460 AC CL 0.2 |  |  | 92290 | 0 | 92290 | 92290 | EM3460,AC CL 0.2 | SMART DEMAND CONTROLLER | 0
ENWHTME1 | ENERCON | TRIVECTOR MONITOR |  | EM3480 AC CL 1 |  |  | 36195 | 0 | 36195 | 36195 | EM3480,AC CL 1 | TRIVECTOR MONITOR | 0
ENWHTME5 | ENERCON | TRIVECTOR MONITOR |  | EM3480 AC CL 0.5 |  |  | 47655 | 0 | 47655 | 47655 | EM3480,AC CL 0.5 | TRIVECTOR MONITOR | 0
ENWHTME2 | ENERCON | TRIVECTOR MONITOR |  | EM3480 AC CL 0.2 |  |  | 72385 | 0 | 72385 | 72385 | EM3480,AC CL 0.2 | TRIVECTOR MONITOR | 0
ENWHTME1 | ENERCON | POWER & ENERGY MONITOR |  | EM3360 AC CL 1 |  |  | 30160 | 0 | 30160 | 30160 | EM3360,AC CL 1 | POWER & ENERGY MONITOR | 0
ENWHTME5 | ENERCON | POWER & ENERGY MONITOR |  | EM3360 AC CL 0.5 |  |  | 41620 | 0 | 41620 | 41620 | EM3360,AC CL 0.5 | POWER & ENERGY MONITOR | 0
ENWHTME2 | ENERCON | POWER & ENERGY MONITOR |  | EM3360 AC CL 0.2 |  |  | 60320 | 0 | 60320 | 60320 | EM3360,AC CL 0.2 | POWER & ENERGY MONITOR | 0
ENWHUNE1 | ENERCON | UNIVERSAL POWER & ENERGY MONITOR |  | EM3380 AC CL 1 |  |  | 23525 | 0 | 23525 | 23525 | EM3380,AC CL 1 | UNIVERSAL POWER & ENERGY MONITOR | 0
ENRS485 | ENERCON | RS 485 PORT |  |  |  |  | 4980 | 0 | 4980 | 4980 | FOR EM3460,EM3480,EM360 | RS 485 PORT | 0
ENP3KWD1 | ENERCON | POWER METER-KW | 30,3W | ACC CL 1.0 |  |  | 2800 | 0 | 2800 | 3620 | DM 3230-KW,ACC.CL.1 | THREE PHASE POWER METER-KW | 0
ENP3KWD5 | ENERCON | POWER METER-KW | 30,3W | ACC CL 0.5 |  |  | 3550 | 0 | 3550 | 4465 | DM 3230-KW,ACC.CL.0.5 | THREE PHASE POWER METER-KW | 0
ENP3MWD5 | ENERCON | POWER METER-MW | 30,3W | ACC CL 0.5 |  |  | 3550 | 0 | 3550 | 4465 | DM 3231-MW,ACC.CL.0.5 | THREE PHASE POWER METER-MW | 0
ENP3MWD1 | ENERCON | POWER METER-MW | 30,3W | ACC CL 1.0 |  |  | 2800 | 0 | 2800 | 3620 | DM 3231-MW,ACC.CL.1.0 | THREE PHASE POWER METER-MW | 0
ENP3VRD1 | ENERCON | POWER METER-MVAR | 30,3W | ACC CL 1.0 |  |  | 2800 | 0 | 2800 | 3670 | DM 3235-MVAR,ACC.CL.1.0 | THREE PHASE POWER METER-MVAR | 0
ENP3PFD1 | ENERCON | POWER METER-PF | 30,3W | ACC CL 1.0 |  |  | 2800 | 0 | 2800 | 3670 | DM 3236-PF,ACC.CL.1.0 | THREE PHASE POWER METER-PF | 0
ENP3KPD1 | ENERCON | POWER METER-KW/PF | 30,3W | ACC CL 1.0 |  |  | 2800 | 0 | 2800 | 5250 | DM 3242-KW/PF,ACC.CL.1.0 | THREE PHASE POWER METER-KW/PF | 0
ENP3MPD1 | ENERCON | POWER METER-MW/PF | 30,3W | ACC CL 1.0 |  |  | 3400 | 0 | 3400 | 5250 | DM 3243-MW/PF,ACC.CL.1.0 | THREE PHASE POWER METER-MW/PF | 0
ENP3VMD1 | ENERCON | POWER METER-V | 30,3W | ACC CL 1.0 |  |  | 1554 | 0 | 1554 | 1690 | DM 3256-V,ACC.CL.1.0 | THREE PHASE POWER METER-V | 0
ENP3KVD1 | ENERCON | POWER METER-KV | 30,3W | ACC CL 1.0 |  |  | 1554 | 0 | 1554 | 1690 | DM 3257-V,ACC.CL.1.0 | THREE PHASE POWER METER-KV | 0
ENP3AMD1 | ENERCON | POWER METER-A | 30,3W | ACC CL 1.0 |  |  | 1554 | 0 | 1554 | 1860 | DM 3258-V,ACC.CL.1.0 | THREE PHASE POWER METER-A | 0
ENP3KAD1 | ENERCON | POWER METER-KA | 30,3W | ACC CL 1.0 |  |  | 1554 | 0 | 1554 | 1860 | DM 3261-V,ACC.CL.1.0 | THREE PHASE POWER METER-KA | 0
ENP4KWD1 | ENERCON | POWER METER-KW | 30,4W | ACC CL 1.0 |  |  | 4310 | 0 | 4310 | 4310 | DM 4230-KW,ACC.CL.1.0 | THREE PHASE POWER METER-KW | 0
ENP4MWD1 | ENERCON | POWER METER-MW | 30,4W | ACC CL 1.0 |  |  | 4310 | 0 | 4310 | 4310 | DM 4231-MW,ACC.CL.1.0 | THREE PHASE POWER METER-MW | 0
ENP4PFD1 | ENERCON | POWER METER-PF | 30,4W | ACC CL 1.0 |  |  | 4310 | 0 | 4310 | 4310 | DM 4236-PF,ACC.CL.1.0 | THREE PHASE POWER METER-PF | 0
ENP4KPD1 | ENERCON | POWER METER-KW/PF | 30,4W | ACC CL 1.0 |  |  | 5625 | 0 | 5625 | 5625 | DM 4242-KW/PF,ACC.CL.1.0 | THREE PHASE POWER METER-KW/PF | 0
ENP4MPD1 | ENERCON | POWER METER-MW/PF | 30,4W | ACC CL 1.0 |  |  | 5625 | 0 | 5625 | 5625 | DM 4243-MW/PF,ACC.CL.1.0 | THREE PHASE POWER METER-MW/PF | 0
ENVMDCD1 | ENERCON | DC VOLTMETER |  | ACC CL 1.0 |  |  | 1554 | 0 | 1554 | 1305 | DM 3290-DC VOLTMETER,ACC.CL.1.0 | DC VOLTMETER | 0
ENVMDCD5 | ENERCON | DC VOLTMETER |  | ACC CL 0.5 |  |  | 2100 | 0 | 2100 | 1665 | DM 3290-DC VOLTMETER,ACC.CL.0.5 | DC VOLTMETER | 0
ENAMDCD5 | ENERCON | DC AMMETER |  | ACC CL 0.5 |  |  | 2100 | 0 | 2100 | 1665 | DM 3291-DC AMMETER,ACC.CL.0.5 | DC AMMETER | 0
ENAMDCD1 | ENERCON | DC AMMETER |  | ACC CL 1.0 |  |  | 1554 | 0 | 1554 | 1305 | DM 3291-DC AMMETER,ACC.CL.1.0 | DC AMMETER | 0
ELCA01 | ELCOP | CAPACITOR | 1 KVAR |  |  |  | 150 | 0 | 150 | 140 | 1 KVAR | CAPACITOR | 0
ELCA02 | ELCOP | CAPACITOR | 2 KVAR |  |  |  | 300 | 0 | 300 | 280 | 2 KVAR | CAPACITOR | 0
ELCA03 | ELCOP | CAPACITOR | 3 KVAR |  |  |  | 450 | 0 | 450 | 420 | 3 KVAR | CAPACITOR | 0
ELCA04 | ELCOP | CAPACITOR | 4 KVAR |  |  |  | 600 | 0 | 600 | 560 | 4 KVAR | CAPACITOR | 0
ELCA05 | ELCOP | CAPACITOR | 5 KVAR |  |  |  | 750 | 0 | 750 | 700 | 5 KVAR | CAPACITOR | 0
ELCA07 | ELCOP | CAPACITOR | 7.5KVAR |  |  |  | 1125 | 0 | 1125 | 1050 | 7.5KVAR | CAPACITOR | 0
ELCA10 | ELCOP | CAPACITOR | 10 KVAR |  |  |  | 1500 | 0 | 1500 | 1400 | 10 KVAR | CAPACITOR | 0
ELCA12 | ELCOP | CAPACITOR | 12.5KVAR |  |  |  | 1875 | 0 | 1875 | 1750 | 12.5KVAR | CAPACITOR | 0
ELCA15 | ELCOP | CAPACITOR | 15KVAR |  |  |  | 2250 | 0 | 2250 | 2100 | 15KVAR | CAPACITOR | 0
ELCA20 | ELCOP | CAPACITOR | 20KVAR |  |  |  | 3000 | 0 | 3000 | 2800 | 20KVAR | CAPACITOR | 0
ELCA25 | ELCOP | CAPACITOR | 25KVAR |  |  |  | 3750 | 0 | 3750 | 3500 | 25KVAR | CAPACITOR | 0
ELCA50 | ELCOP | CAPACITOR | 50 KVAR |  |  |  | 7500 | 0 | 7500 | 7000 | 50 KVAR | CAPACITOR | 0
EEM36325 | GE | MCCB-TP | 63A | 25KA | LM100C | 01 | 4650 | 0 | 4650 | 4650 | LM100C 63A 25KA | MCCB-TP | 0
EEM31325 | GE | MCCB-TP | 125A | 25KA | LM125C | 01 | 5250 | 0 | 5250 | 5250 | LM125C 125A 25KA | MCCB-TP | 0
EEM36335 | GE | MCCB-TP | 63A | 35KA | LM100R | 01 | 6300 | 0 | 6300 | 6300 | LM100R 63A 35KA | MCCB-TP | 0
EEM31335 | GE | MCCB-TP | 125A | 35KA | LM100R | 01 | 6900 | 0 | 6900 | 6900 | LM100R 125A 35KA | MCCB-TP | 0
EEMXA101 | GE | MCCB ACCESSORIES |  | AUX. SWITCH-1NO+1NC | LM100C,LM100R,LM100,LM125C,LM125 |  | 850 | 0 | 850 | 850 | AUX. SWITCH-1NO+1NC | AUX. SWITCH-1NO+1NC | 0
EEMXA102 | GE | MCCB ACCESSORIES |  | AUX. SWITCH-1NO+1NC | LM200C,LM200R,LM200,LM250B |  | 850 | 0 | 850 | 850 | AUX. SWITCH-1NO+1NC | AUX. SWITCH-1NO+1NC | 0
EEMXA103 | GE | MCCB ACCESSORIES |  | AUX. SWITCH-1NO+1NC | LM400B,LM630B,LM800B |  | 850 | 0 | 850 | 850 | AUX. SWITCH-1NO+1NC | AUX. SWITCH-1NO+1NC | 0
EEMXA201 | GE | MCCB ACCESSORIES |  | AUX. SWITCH-2NO+2NC | LM100C,LM100R,LM100,LM125C,LM125 |  | 1700 | 0 | 1700 | 1700 | AUX. SWITCH-2NO+2NC | AUX. SWITCH-2NO+2NC | 0
EEMXA202 | GE | MCCB ACCESSORIES |  | AUX. SWITCH-2NO+2NC | LM200C,LM200R,LM200,LM250B |  | 1700 | 0 | 1700 | 1700 | AUX. SWITCH-2NO+2NC | AUX. SWITCH-2NO+2NC | 0
EEMXA203 | GE | MCCB ACCESSORIES |  | AUX. SWITCH-2NO+2NC | LM400B,LM630B,LM800B |  | 1700 | 0 | 1700 | 1700 | AUX. SWITCH-2NO+2NC | AUX. SWITCH-2NO+2NC | 0
EEMXUV01 | GE | MCCB ACCESSORIES |  | U/V TRIP | LM100C,LM100R,LM100,LM125C,LM125 |  | 925 | 0 | 925 | 925 | U/V TRIP | U/V TRIP | 0
EEMXUV02 | GE | MCCB ACCESSORIES |  | U/V TRIP | LM200C,LM200R,LM200,LM250B |  | 925 | 0 | 925 | 925 | U/V TRIP | U/V TRIP | 0
EEMXUV03 | GE | MCCB ACCESSORIES |  | U/V TRIP | LM400B,LM630B,LM800B |  | 975 | 0 | 975 | 975 | U/V TRIP | U/V TRIP | 0
EEMXEF01 | GE | MCCB ACCESSORIES |  | E/F RELEASE | LM100C,LM100R,LM100,LM125C,LM125 |  | 4700 | 0 | 4700 | 4700 | E/F RELEASE | E/F RELEASE | 0
EEMXEF02 | GE | MCCB ACCESSORIES |  | E/F RELEASE | LM200C,LM200R,LM200,LM250B |  | 5104 | 0 | 5104 | 5104 | E/F RELEASE | E/F RELEASE | 0
EEMXEF03 | GE | MCCB ACCESSORIES |  | E/F RELEASE | LM400B,LM630B,LM800B |  | 5400 | 0 | 5400 | 5400 | E/F RELEASE | E/F RELEASE | 0
EEMXOH01 | GE | MCCB ACCESSORIES |  | OPERATING HANDLE | LM100C,LM100R,LM100,LM125C,LM125 |  | 675 | 0 | 675 | 675 | OPERATING HANDLE |  | 0
EEMXOH02 | GE | MCCB ACCESSORIES |  | OPERATING HANDLE | LM200C,LM200R,LM200,LM250B |  | 775 | 0 | 775 | 775 | OPERATING HANDLE |  | 0
EEMXOH03 | GE | MCCB ACCESSORIES |  | OPERATING HANDLE | LM400B,LM630B,LM800B |  | 1000 | 0 | 1000 | 1000 | OPERATING HANDLE |  | 0
EEMXST01 | GE | MCCB ACCESSORIES |  | SHUNT TRIP | LM100C,LM100R,LM100,LM125C,LM125 |  | 550 | 0 | 550 | 550 | SHUNT TRIP | SHUNT TRIP | 0
EEMXST02 | GE | MCCB ACCESSORIES |  | SHUNT TRIP | LM200C,LM200R,LM200,LM250B |  | 550 | 0 | 550 | 550 | SHUNT TRIP | SHUNT TRIP | 0
EEMXST03 | GE | MCCB ACCESSORIES |  | SHUNT TRIP | LM400B,LM630B,LM800B |  | 825 | 0 | 825 | 825 | SHUNT TRIP | SHUNT TRIP | 0
KCBC04OS | KAYCEE | BREAKER CONTROL SWITCH | 4 WAY | ODS TYPE | SPRING RETURN+LOST MOTION DEVICE | 2PACKETS+PISTOL GRIP +IND PLATE | 759 | 0 | 759 | 759 | 4 WAY ODS TYPE | BREAKER CONTROL SWITCH | 0
KCBC06OS | KAYCEE | BREAKER CONTROL SWITCH | 6 WAY | ODS TYPE | SPRING RETURN+LOST MOTION DEVICE | 3PACKETS+PISTOL GRIP +IND PLATE | 898 | 0 | 898 | 898 | 6 WAY ODS TYPE | BREAKER CONTROL SWITCH | 0
KCBC08OS | KAYCEE | BREAKER CONTROL SWITCH | 8 WAY | ODS TYPE | SPRING RETURN+LOST MOTION DEVICE | 4PACKETS+PISTOL GRIP +IND PLATE | 1037 | 0 | 1037 | 1037 | 8 WAY ODS TYPE | BREAKER CONTROL SWITCH | 0
KCBC12OS | KAYCEE | BREAKER CONTROL SWITCH | 12 WAY | ODS TYPE | SPRING RETURN+LOST MOTION DEVICE | 6PACKETS+PISTOL GRIP +IND PLATE | 1315 | 0 | 1315 | 1315 | 12 WAY ODS TYPE | BREAKER CONTROL SWITCH | 0
KCBC16OS | KAYCEE | BREAKER CONTROL SWITCH | 16 WAY | ODS TYPE | SPRING RETURN+LOST MOTION DEVICE | 8PACKETS+PISTOL GRIP +IND PLATE | 1593 | 0 | 1593 | 1593 | 16 WAY ODS TYPE | BREAKER CONTROL SWITCH | 0
KCBC20OS | KAYCEE | BREAKER CONTROL SWITCH | 20 WAY | ODS TYPE | SPRING RETURN+LOST MOTION DEVICE | 10PACKETS+PISTOL GRIP +IND PLATE | 1871 | 0 | 1871 | 1871 | 16 WAY ODS TYPE | BREAKER CONTROL SWITCH | 0
KCBC24OS | KAYCEE | BREAKER CONTROL SWITCH | 24 WAY | ODS TYPE | SPRING RETURN+LOST MOTION DEVICE | 12PACKETS+PISTOL GRIP +IND PLATE | 2149 | 0 | 2149 | 2149 | 16 WAY ODS TYPE | BREAKER CONTROL SWITCH | 0
EEM32165 | GE | MCCB-TP | 200A | 65KA | LM200 | 02 | 12730 | 0 | 12730 | 12730 | LM200 200A 65KA | MCCB-TP | 0
EEM36365 | GE | MCCB-TP | 63A | 65KA | LM100 | 01 | 8400 | 0 | 8400 | 8400 | LM100 63A 65KA | MCCB-TP | 0
EEM3636M | GE | MCCB-TP | 63A | 65KA | LM100 | 01 | 7970 | 0 | 7970 | 7970 | LM100 63A 65KA, FOR MOTOR (CURVE X) | MCCB-TP | 0
EEM31365 | GE | MCCB-TP | 125A | 65KA | LM125 | 01 | 8900 | 0 | 8900 | 8900 | LM125 125A 65KA | MCCB-TP | 0
EEM40325 | GE | MCCB-4P | 3.2A | 25KA | LM100C | 04 | 6950 | 0 | 6950 | 6950 | LM100C 3.2A 25KA | MCCB-4P | 0
EEM40335 | GE | MCCB-4P | 3.2A | 35KA | LM100R | 04 | 8500 | 0 | 8500 | 8500 | LM100R 3.2A 35KA | MCCB-4P | 0
EEM40365 | GE | MCCB-4P | 3.2A | 65KA | LM100 | 04 | 10400 | 0 | 10400 | 10400 | LM100 3.2A 65KA | MCCB-4P | 0
EEM40625 | GE | MCCB-4P | 6.3A | 25KA | LM100C | 04 | 6950 | 0 | 6950 | 6950 | LM100C 6.3A 25KA | MCCB-4P | 0
EEM40635 | GE | MCCB-4P | 6.3A | 35KA | LM100R | 04 | 8500 | 0 | 8500 | 8500 | LM100R 6.3A 35KA | MCCB-4P | 0
EEM40665 | GE | MCCB-4P | 6.3A | 65KA | LM100 | 04 | 10400 | 0 | 10400 | 10400 | LM100 6.3A 65KA | MCCB-4P | 0
EEM41125 | GE | MCCB-4P | 100A | 25KA | LM100C | 04 | 6950 | 0 | 6950 | 6950 | LM100C 100A 25KA | MCCB-4P | 0
EEM41135 | GE | MCCB-4P | 100A | 35KA | LM100R | 04 | 8500 | 0 | 8500 | 8500 | LM100R 100A 35KA | MCCB-4P | 0
EEM41165 | GE | MCCB-4P | 100A | 65KA | LM100 | 04 | 10400 | 0 | 10400 | 10400 | LM100 100A 65KA | MCCB-4P | 0
EEM41225 | GE | MCCB-4P | 12.5A | 25KA | LM100C | 04 | 6950 | 0 | 6950 | 6950 | LM100C 12.5A 25KA | MCCB-4P | 0
EEM41235 | GE | MCCB-4P | 12.5A | 35KA | LM100R | 04 | 8500 | 0 | 8500 | 8500 | LM100R 12.5A 35KA | MCCB-4P | 0
EEM41265 | GE | MCCB-4P | 12.5A | 65KA | LM100 | 04 | 10400 | 0 | 10400 | 10400 | LM100 12.5A 65KA | MCCB-4P | 0
EEM42125 | GE | MCCB-4P | 200A | 25KA | LM200C | 05 | 9600 | 0 | 9600 | 9600 | LM200C 200A 25KA | MCCB-4P | 0
EEM42135 | GE | MCCB-4P | 200A | 35KA | LM200R | 05 | 14200 | 0 | 14200 | 14200 | LM200R 200A 35KA | MCCB-4P | 0
EEM42525 | GE | MCCB-4P | 25A | 25KA | LM100C | 04 | 6950 | 0 | 6950 | 6950 | LM100C 25A 25KA | MCCB-4P | 0
EEM42535 | GE | MCCB-4P | 25A | 35KA | LM100R | 04 | 8500 | 0 | 8500 | 8500 | LM100R 25A 35KA | MCCB-4P | 0
EEM42565 | GE | MCCB-4P | 25A | 65KA | LM100 | 04 | 10400 | 0 | 10400 | 10400 | LM100 25A 65KA | MCCB-4P | 0
EEM42665 | GE | MCCB-4P | 250A | 65KA | LM250B | 05 | 21500 | 0 | 21500 | 21500 | LM250B 250A 65KA | MCCB-4P | 0
EEM44165 | GE | MCCB-4P | 400A | 65KA | LM400 | 06 | 25000 | 0 | 25000 | 25000 | LM400B 400A 65KA | MCCB-4P | 0
EEM45025 | GE | MCCB-4P | 50A | 25KA | LM100C | 04 | 6950 | 0 | 6950 | 6950 | LM100C 50A 25KA | MCCB-4P | 0
EEM45035 | GE | MCCB-4P | 50A | 35KA | LM100R | 04 | 8500 | 0 | 8500 | 8500 | LM100R 50A 35KA | MCCB-4P | 0
EEM45065 | GE | MCCB-4P | 50A | 65KA | LM100 | 04 | 10400 | 0 | 10400 | 10400 | LM100 50A 65KA | MCCB-4P | 0
EEM46465 | GE | MCCB-4P | 630A | 65KA | LM630B | 06 | 28000 | 0 | 28000 | 28000 | LM630B 630A 65KA | MCCB-4P | 0
EEM48165 | GE | MCCB-4P | 800A | 65KA | LM800B | 06 | 36000 | 0 | 36000 | 36000 | LM800B 800A 65KA | MCCB-4P | 0
EEM46325 | GE | MCCB-4P | 63A | 25KA | LM100C | 04 | 6950 | 0 | 6950 | 6950 | LM100C 63A 25KA | MCCB-4P | 0
EEM41325 | GE | MCCB-4P | 125A | 25KA | LM125C | 04 | 7500 | 0 | 7500 | 7500 | LM125C 125A 25KA | MCCB-4P | 0
EEM46335 | GE | MCCB-4P | 63A | 35KA | LM100R | 04 | 6950 | 0 | 6950 | 6950 | LM100R 63A 35KA | MCCB-4P | 0
EEM41335 | GE | MCCB-4P | 125A | 35KA | LM100R | 04 | 10200 | 0 | 10200 | 10200 | LM100R 125A 35KA | MCCB-4P | 0
EEMXA104 | GE | MCCB-4P |  | AUX. SWITCH-1NO+1NC | LM100C,LM100R,LM100,LM125C,LM125 |  | 850 | 0 | 850 | 850 | AUX. SWITCH-1NO+1NC | MCCB-4P | 0
EEMXA105 | GE | MCCB-4P |  | AUX. SWITCH-1NO+1NC | LM200C,LM200R,LM200,LM250B |  | 850 | 0 | 850 | 850 | AUX. SWITCH-1NO+1NC | MCCB-4P | 0
EEMXA106 | GE | MCCB-4P |  | AUX. SWITCH-1NO+1NC | LM400B,LM630B,LM800B |  | 850 | 0 | 850 | 850 | AUX. SWITCH-1NO+1NC | MCCB-4P | 0
EEMXA204 | GE | MCCB-4P |  | AUX. SWITCH-2NO+2NC | LM100C,LM100R,LM100,LM125C,LM125 |  | 1700 | 0 | 1700 | 1700 | AUX. SWITCH-2NO+2NC | MCCB-4P | 0
EEMXA205 | GE | MCCB-4P |  | AUX. SWITCH-2NO+2NC | LM200C,LM200R,LM200,LM250B |  | 1700 | 0 | 1700 | 1700 | AUX. SWITCH-2NO+2NC | MCCB-4P | 0
EEMXA206 | GE | MCCB-4P |  | AUX. SWITCH-2NO+2NC | LM400B,LM630B,LM800B |  | 1700 | 0 | 1700 | 1700 | AUX. SWITCH-2NO+2NC | MCCB-4P | 0
EEMXUV04 | GE | MCCB-4P |  | U/V TRIP | LM100C,LM100R,LM100,LM125C,LM125 |  | 925 | 0 | 925 | 925 | U/V TRIP | MCCB-4P | 0
EEMXUV05 | GE | MCCB-4P |  | U/V TRIP | LM200C,LM200R,LM200,LM250B |  | 925 | 0 | 925 | 925 | U/V TRIP | MCCB-4P | 0
EEMXUV06 | GE | MCCB-4P |  | U/V TRIP | LM400B,LM630B,LM800B |  | 975 | 0 | 975 | 975 | U/V TRIP | MCCB-4P | 0
EEMXEF04 | GE | MCCB-4P |  | E/F RELEASE | LM100C,LM100R,LM100,LM125C,LM125 |  | 4700 | 0 | 4700 | 4700 | E/F RELEASE | MCCB-4P | 0
EEMXEF05 | GE | MCCB-4P |  | E/F RELEASE | LM200C,LM200R,LM200,LM250B |  | 5100 | 0 | 5100 | 5100 | E/F RELEASE | MCCB-4P | 0
EEMXEF06 | GE | MCCB-4P |  | E/F RELEASE | LM400B,LM630B,LM800B |  | 5400 | 0 | 5400 | 5400 | E/F RELEASE | MCCB-4P | 0
EEMXOH04 | GE | MCCB-4P |  | OPERATING HANDLE | LM100C,LM100R,LM100,LM125C,LM125 |  | 675 | 0 | 675 | 675 | OPERATING HANDLE | MCCB-4P | 0
EEMXOH05 | GE | MCCB-4P |  | OPERATING HANDLE | LM200C,LM200R,LM200,LM250B |  | 775 | 0 | 775 | 775 | OPERATING HANDLE | MCCB-4P | 0
EEMXOH06 | GE | MCCB-4P |  | OPERATING HANDLE | LM400B,LM630B,LM800B |  | 1000 | 0 | 1000 | 1000 | OPERATING HANDLE | MCCB-4P | 0
EEMXST04 | GE | MCCB-4P |  | SHUNT TRIP | LM100C,LM100R,LM100,LM125C,LM125 |  | 550 | 0 | 550 | 550 | SHUNT TRIP | MCCB-4P | 0
EEMXST05 | GE | MCCB-4P |  | SHUNT TRIP | LM200C,LM200R,LM200,LM250B |  | 550 | 0 | 550 | 550 | SHUNT TRIP | MCCB-4P | 0
EEMXST06 | GE | MCCB-4P |  | SHUNT TRIP | LM400B,LM630B,LM800B |  | 825 | 0 | 825 | 825 | SHUNT TRIP | MCCB-4P | 0
EEM42165 | GE | MCCB-4P | 200A | 65KA | LM200 | 05 | 21000 | 0 | 21000 | 21000 | LM200 200A 65KA | MCCB-4P | 0
EEM46365 | GE | MCCB-4P | 63A | 65KA | LM100 | 04 | 10400 | 0 | 10400 | 10400 | LM100 63A 65KA | MCCB-4P | 0
EEM41365 | GE | MCCB-4P | 125A | 65KA | LM125 | 04 | 15400 | 0 | 15400 | 15400 | LM125 125A 65KA | MCCB-4P | 0
GSMXA1G1 | C&S | MCCB ACCESSORIES |  | AUX. SWITCH | GBN, GBH |  | 1100 | 770 | 1185 | 770 | AUX. SWITCH | AUX. SWITCH | 0
GSMXA2G1 | C&S | MCCB ACCESSORIES |  | ALARM SWITCH | GBN ,GBH, GBL |  | 1100 | 770 | 1185 | 770 | ALARM SWITCH | ALARM SWITCH | 0
GSMXOHG1 | C&S | MCCB ACCESSORIES |  | OPERATING HANDLE | GBN 102,103,104,GBH 102,103,104 |  | 2470 | 550 | 2225 | 550 | OPERATING HANDLE | OPERATING HANDLE-100A | 0
GSMXOHG2 | C&S | MCCB ACCESSORIES |  | OPERATING HANDLE | GBN 202-204,GBH 202-204,GBL 202-204 |  | 3840 | 650 | 2960 | 650 | OPERATING HANDLE | OPERATING HANDLE-250A | 0
GSMXSTG1 | C&S | MCCB ACCESSORIES |  | SHUNT TRIP-ST-1G | GBN,GBH,GBL |  | 2530 | 1100 | 2735 | 1100 | SHUNT TRIP | SHUNT TRIP | 0
GSMXUVG1 | C&S | MCCB ACCESSORIES |  | U/V TRIP-UVT-1G | GBN,GBH,GBL |  | 3430 | 1400 | 3710 | 1400 | U/V TRIP | U/V TRIP | 0
GSMXA101 | C&S | MCCB ACCESSORIES |  | AUX. SWITCH | ASW-1A |  | 1100 | 600 | 1185 | 600 | AUX. SWITCH-ASW-1A | AUX. SWITCH | 0
GSMXA102 | C&S | MCCB ACCESSORIES |  | AUX. SWITCH | ASW-1C |  | 1100 | 770 | 1185 | 770 | AUX. SWITCH-ASW-1C | AUX. SWITCH | 0
GSMXA103 | C&S | MCCB ACCESSORIES |  | AUX. SWITCH | ASW-2A |  | 1100 | 600 | 1185 | 600 | AUX. SWITCH-ASW-2A | AUX. SWITCH | 0
GSMXA104 | C&S | MCCB ACCESSORIES |  | AUX. SWITCH | ASW-2C |  | 1100 | 770 | 1185 | 770 | AUX. SWITCH-ASW-2C | AUX. SWITCH | 0
GSMXA105 | C&S | MCCB ACCESSORIES |  | AUX. SWITCH | ASW-3A |  | 1100 | 600 | 1185 | 600 | AUX. SWITCH-ASW-3A | AUX. SWITCH | 0
GSMXA106 | C&S | MCCB ACCESSORIES |  | AUX. SWITCH | ASW-3C |  | 1100 | 770 | 1100 | 770 | AUX. SWITCH-ASW-3C | AUX. SWITCH | 0
GSMXA107 | C&S | MCCB ACCESSORIES |  | AUX. SWITCH | ASW-4A |  | 1100 | 850 | 1185 | 850 | AUX. SWITCH-ASW-4A | AUX. SWITCH | 0
GSMXA108 | C&S | MCCB ACCESSORIES |  | AUX. SWITCH | ASW-4C |  | 1100 | 850 | 1185 | 850 | AUX. SWITCH-ASW-4C | AUX. SWITCH | 0
GSMXA109 | C&S | MCCB ACCESSORIES |  | AUX. SWITCH | ASW-5A |  | 1100 | 850 | 1185 | 850 | AUX. SWITCH-ASW-5A | AUX. SWITCH | 0
GSMXA110 | C&S | MCCB ACCESSORIES |  | AUX. SWITCH | ASW-5C |  | 1100 | 850 | 1185 | 850 | AUX. SWITCH-ASW-5C | AUX. SWITCH | 0
GSMXA111 | C&S | MCCB ACCESSORIES |  | AUX. SWITCH | ASW-6A |  | 1100 | 770 | 1185 | 770 | AUX. SWITCH-ASW-6A | AUX. SWITCH | 0
GSMXA201 | C&S | MCCB ACCESSORIES |  | AUX. SWITCH | ALSW-1A |  | 16250 | 620 | 16900 | 620 | MOTOR OPERATOR-CD100 | MOTOR OPERATOR | 0
GSMXA202 | C&S | MCCB ACCESSORIES |  | AUX. SWITCH | ALSW-1C |  | 21540 | 770 | 22400 | 770 | MOTOR OPERATOR-CS160 | MOTOR OPERATOR | 0
GSMXA203 | C&S | MCCB ACCESSORIES |  | AUX. SWITCH | ALSW-2A |  | 21540 | 600 | 22400 | 600 | MOTOR OPERATOR-CS250 | MOTOR OPERATOR | 0
GSMXA204 | C&S | MCCB ACCESSORIES |  | AUX. SWITCH | ALSW-2C |  | 33920 | 770 | 35275 | 770 | MOTOR OPERATOR-CS400 | MOTOR OPERATOR | 0
GSMXA205 | C&S | MCCB ACCESSORIES |  | AUX. SWITCH | ALSW-3A |  | 33920 | 600 | 35275 | 600 | MOTOR OPERATOR-CS630 | MOTOR OPERATOR | 0
GSMXA206 | C&S | MCCB ACCESSORIES |  | AUX. SWITCH | ALSW-3C |  | 40060 | 770 | 41660 | 770 | MOTOR OPERATOR-CS700 | MOTOR OPERATOR | 0
GSMXA207 | C&S | MCCB ACCESSORIES |  | AUX. SWITCH | ALSW-4A |  | 40060 | 850 | 41660 | 850 | MOTOR OPERATOR-CS800 | MOTOR OPERATOR | 0
GSMXA208 | C&S | MCCB ACCESSORIES |  | AUX. SWITCH | ALSW-4C |  | 1100 | 850 | 1185 | 850 | ALARM. SWITCH-ALSW-4C | ALARM SWITCH | 0
GSMXA209 | C&S | MCCB ACCESSORIES |  | AUX. SWITCH | ALSW-5A |  | 1100 | 850 | 1185 | 850 | ALARM. SWITCH-ALSW-5A | ALARM SWITCH | 0
GSMXA210 | C&S | MCCB ACCESSORIES |  | AUX. SWITCH | ALSW-5C |  | 1100 | 850 | 1185 | 850 | ALARM. SWITCH-ALSW-5C | ALARM SWITCH | 0
GSMXA211 | C&S | MCCB ACCESSORIES |  | AUX. SWITCH | ALSW-6A |  | 1100 | 770 | 1185 | 770 | ALARM. SWITCH-ALSW-6A | ALARM SWITCH | 0
GSMXUV01 | C&S | MCCB ACCESSORIES |  | U/V TRIP | UVT-1A |  | 3430 | 770 | 3710 | 770 | U/V TRIP-UVT-1A | U/V TRIP | 0
GSMXUV02 | C&S | MCCB ACCESSORIES |  | U/V TRIP | UVT-1B |  | 3430 | 1020 | 3710 | 1020 | U/V TRIP-UVT-1B | U/V TRIP | 0
GSMXUV03 | C&S | MCCB ACCESSORIES |  | U/V TRIP | UVT-2A |  | 3430 | 770 | 3710 | 770 | U/V TRIP-UVT-2A | U/V TRIP | 0
GSMXUV04 | C&S | MCCB ACCESSORIES |  | U/V TRIP | UVT-2B |  | 3430 | 1020 | 3710 | 1020 | U/V TRIP-UVT-2B | U/V TRIP | 0
GSMXUV05 | C&S | MCCB ACCESSORIES |  | U/V TRIP | UVT-3A |  | 3430 | 770 | 3710 | 770 | U/V TRIP-UVT-3A | U/V TRIP | 0
GSMXUV06 | C&S | MCCB ACCESSORIES |  | U/V TRIP | UVT-3B |  | 3430 | 1020 | 3710 | 1020 | U/V TRIP-UVT-3B | U/V TRIP | 0
GSMXUV07 | C&S | MCCB ACCESSORIES |  | U/V TRIP | UVT-4A |  | 3430 | 1170 | 3710 | 1170 | U/V TRIP-UVT-4A | U/V TRIP | 0
GSMXUV08 | C&S | MCCB ACCESSORIES |  | U/V TRIP | UVT-4B |  | 3430 | 1170 | 3710 | 1170 | U/V TRIP-UVT-4B | U/V TRIP | 0
GSMXUV09 | C&S | MCCB ACCESSORIES |  | U/V TRIP | UVT-5A |  | 3430 | 1370 | 3710 | 1370 | U/V TRIP-UVT-5A | U/V TRIP | 0
GSMXUV10 | C&S | MCCB ACCESSORIES |  | U/V TRIP | UVT-5B |  | 3430 | 1370 | 3710 | 1370 | U/V TRIP-UVT-5B | U/V TRIP | 0
GSMXUV11 | C&S | MCCB ACCESSORIES |  | U/V TRIP | UVT-6A |  | 3430 | 1400 | 3710 | 1400 | U/V TRIP-UVT-6A | U/V TRIP | 0
GSMXST01 | C&S | MCCB ACCESSORIES |  | SHUNT TRIP | ST-1A |  | 2530 | 620 | 2735 | 620 | SHUNT TRIP-ST-1A | SHUNT TRIP | 0
GSMXST02 | C&S | MCCB ACCESSORIES |  | SHUNT TRIP | ST-1B |  | 2530 | 620 | 2735 | 620 | SHUNT TRIP-ST-1B | SHUNT TRIP | 0
GSMXST03 | C&S | MCCB ACCESSORIES |  | SHUNT TRIP | ST-2A |  | 2530 | 620 | 2735 | 620 | SHUNT TRIP-ST-2A | SHUNT TRIP | 0
GSMXST04 | C&S | MCCB ACCESSORIES |  | SHUNT TRIP | ST-2B |  | 2530 | 620 | 2735 | 620 | SHUNT TRIP-ST-2B | SHUNT TRIP | 0
GSMXST05 | C&S | MCCB ACCESSORIES |  | SHUNT TRIP | ST-3A |  | 2530 | 620 | 2735 | 620 | SHUNT TRIP-ST-3A | SHUNT TRIP | 0
GSMXST06 | C&S | MCCB ACCESSORIES |  | SHUNT TRIP | ST-3B |  | 2530 | 620 | 2735 | 620 | SHUNT TRIP-ST-3B | SHUNT TRIP | 0
GSMXST07 | C&S | MCCB ACCESSORIES |  | SHUNT TRIP | ST-4A |  | 2530 | 970 | 2735 | 970 | SHUNT TRIP-ST-4A | SHUNT TRIP | 0
GSMXST08 | C&S | MCCB ACCESSORIES |  | SHUNT TRIP | ST-4B |  | 2530 | 970 | 2735 | 970 | SHUNT TRIP-ST-4B | SHUNT TRIP | 0
GSMXST09 | C&S | MCCB ACCESSORIES |  | SHUNT TRIP | ST-5A |  | 2530 | 1070 | 2735 | 1070 | SHUNT TRIP-ST-5A | SHUNT TRIP | 0
GSMXST10 | C&S | MCCB ACCESSORIES |  | SHUNT TRIP | ST-5B |  | 2530 | 1070 | 2735 | 1070 | SHUNT TRIP-ST-5B | SHUNT TRIP | 0
GSMXST11 | C&S | MCCB ACCESSORIES |  | SHUNT TRIP | ST-6A |  | 2530 | 1100 | 2735 | 1100 | SHUNT TRIP-ST-6A | SHUNT TRIP | 0
GSMXOH01 | C&S | MCCB ACCESSORIES |  | OPERATING HANDLE | N-30 |  | 2060 | 0 | 2225 | 350 | OPERATING HANDLE-CD100 | OPERATING HANDLE-CD100 | 0
GSMXOH02 | C&S | MCCB ACCESSORIES |  | OPERATING HANDLE | N-40 |  | 2470 | 0 | 2960 | 420 | OPERATING HANDLE-CS160 | OPERATING HANDLE-CS160 | 0
GSMXOH03 | C&S | MCCB ACCESSORIES |  | OPERATING HANDLE | N-50 |  | 2470 | 0 | 2960 | 480 | OPERATING HANDLE-CS250 | OPERATING HANDLE-CS250 | 0
GSMXOH04 | C&S | MCCB ACCESSORIES |  | OPERATING HANDLE | N-55 |  | 3840 | 720 | 4150 | 720 | OPERATING HANDLE-CS400 | OPERATING HANDLE-CS400 | 0
GSMXOH05 | C&S | MCCB ACCESSORIES |  | OPERATING HANDLE | N-60 |  | 3840 | 720 | 4150 | 720 | OPERATING HANDLE-CS630 | OPERATING HANDLE-CS630 | 0
GSMXOH06 | C&S | MCCB ACCESSORIES |  | OPERATING HANDLE | N-70 |  | 4530 | 1100 | 4900 | 1100 | OPERATING HANDLE-CS700 | OPERATING HANDLE-CS700 | 0
GSMXOH07 | C&S | MCCB ACCESSORIES |  | OPERATING HANDLE | N-80 |  | 4530 | 1250 | 4900 | 1250 | OPERATING HANDLE-CS800 | OPERATING HANDLE-CS800 | 0
CGMB1010 | CROMPTON GREAVES | MCCB | 10A | 10KA | KS100R | 01 | 1810 | 0 | 1810 | 1810 | 10A 10KA KS100R | MCCB | 0
CGMB1025 | CROMPTON GREAVES | MCCB | 10A | 25KA | KS100D | 01 | 2575 | 0 | 2575 | 2575 | 10A 25KA KS100D | MCCB | 0
CGMB1035 | CROMPTON GREAVES | MCCB | 10A | 35KA | KF100C | 03 | 3850 | 0 | 3850 | 3850 | 10A 35KA KF100C | MCCB | 0
CGMB1050 | CROMPTON GREAVES | MCCB | 10A | 50KA | KF100K | 03 | 5600 | 0 | 5600 | 5600 | 10A 50KA KF100K | MCCB | 0
CGMB1110 | CROMPTON GREAVES | MCCB | 100A | 10KA | KS100R | 01 | 1810 | 0 | 1810 | 1810 | 100A 10KA KS100R | MCCB | 0
CGMB1125 | CROMPTON GREAVES | MCCB | 100A | 25KA | KS100D | 01 | 2575 | 0 | 2575 | 2575 | 100A 25KA KS100D | MCCB | 0
CGMB1135 | CROMPTON GREAVES | MCCB | 100A | 35KA | KF100C | 03 | 3850 | 0 | 3850 | 3850 | 100A 35KA KF100C | MCCB | 0
CGMB1150 | CROMPTON GREAVES | MCCB | 100A | 50KA | KF100K | 03 | 5600 | 0 | 5600 | 5600 | 100A 50KA KF100K | MCCB | 0
CGMB1250 | CROMPTON GREAVES | MCCB | 1000A | 50KA | KF1200K | 06 | 42265 | 0 | 42265 | 42265 | 1000A -OBSELETE | MCCB | 0
CGMB1310 | CROMPTON GREAVES | MCCB | 125A | 10KA | KS150R | 01 | 3000 | 0 | 3000 | 3000 | 125A 10KA KS150R | MCCB | 0
CGMB1325 | CROMPTON GREAVES | MCCB | 125A | 25KA | KS150D | 04 | 4000 | 0 | 4000 | 4000 | 125A 25KA KS225D | MCCB | 0
CGMB1335 | CROMPTON GREAVES | MCCB | 125A | 35KA | KF400C | 05 | 4800 | 0 | 4800 | 4800 | 125A 35KA KF400C | MCCB | 0
CGMB1350 | CROMPTON GREAVES | MCCB | 125A | 50KA | KF400K | 05 | 9000 | 0 | 9000 | 9000 | 125A 50KA KF400K | MCCB | 0
CGMB1450 | CROMPTON GREAVES | MCCB | 1200A | 50KA | KF1200K | 06 | 53320 | 0 | 53320 | 53320 | 1200A-OBSELETE | MCCB | 0
CGMB1510 | CROMPTON GREAVES | MCCB | 15A | 10KA | KS100R | 01 | 1810 | 0 | 1810 | 1810 | 15A 10KA KS100R | MCCB | 0
CGMB1525 | CROMPTON GREAVES | MCCB | 15A | 25KA | KS100D | 01 | 2575 | 0 | 2575 | 2575 | 15A 25KA KS100D | MCCB | 0
CGMB1535 | CROMPTON GREAVES | MCCB | 15A | 35KA | KF100C | 03 | 3850 | 0 | 3850 | 3850 | 15A 35KA KF100C | MCCB | 0
CGMB1550 | CROMPTON GREAVES | MCCB | 15A | 50KA | KF100K | 03 | 5600 | 0 | 5600 | 5600 | 15A 50KA KF100K | MCCB | 0
CGMB1610 | CROMPTON GREAVES | MCCB | 150A | 10KA | KS150R | 01 | 3300 | 0 | 3300 | 3300 | 150A 10KA KS150R | MCCB | 0
CGMB1625 | CROMPTON GREAVES | MCCB | 150A | 25KA | KS150D | 04 | 4000 | 0 | 4000 | 4000 | 150A 25KA KS150D | MCCB | 0
CGMB1635 | CROMPTON GREAVES | MCCB | 150A | 35KA | KF400C | 05 | 6500 | 0 | 6500 | 6500 | 150A 35KA KF400C | MCCB | 0
CGMB1650 | CROMPTON GREAVES | MCCB | 150A | 50KA | KF400K | 05 | 9000 | 0 | 9000 | 9000 | 150A 50KA KF400K | MCCB | 0
CGMB1710 | CROMPTON GREAVES | MCCB | 160A | 10KA | KS200R | 01 | 4500 | 0 | 4500 | 4500 | 160A 10KA KS200R | MCCB | 0
CGMB1725 | CROMPTON GREAVES | MCCB | 160A | 25KA | KS250D | 04 | 5300 | 0 | 5300 | 5300 | 160A 25KA KS250D | MCCB | 0
CGMB1735 | CROMPTON GREAVES | MCCB | 160A | 35KA | KF400C | 05 | 7400 | 0 | 7400 | 7400 | 160A 35KA KF400C | MCCB | 0
CGMB1750 | CROMPTON GREAVES | MCCB | 160A | 50KA | KF400K | 05 | 9200 | 0 | 9200 | 9200 | 160A 50KA KF400K | MCCB | 0
CGMB1810 | CROMPTON GREAVES | MCCB | 175A | 10KA | KS200R | 01 | 4500 | 0 | 4500 | 4500 | 175A 10KA KS200R | MCCB | 0
CGMB1825 | CROMPTON GREAVES | MCCB | 175A | 25KA | KS250D | 04 | 6000 | 0 | 6000 | 6000 | 175A 25KA KS250D | MCCB | 0
CGMB1835 | CROMPTON GREAVES | MCCB | 175A | 35KA | KF400C | 05 | 7400 | 0 | 7400 | 7400 | 175A 35KA KF400C | MCCB | 0
CGMB1850 | CROMPTON GREAVES | MCCB | 175A | 50KA | KF400K | 05 | 9400 | 0 | 9400 | 9400 | 175A 50KA KF400K | MCCB | 0
CGMB2010 | CROMPTON GREAVES | MCCB | 20A | 10KA | KS100R | 01 | 1810 | 0 | 1810 | 1810 | 20A 10KA KS100R | MCCB | 0
CGMB2025 | CROMPTON GREAVES | MCCB | 20A | 25KA | KS100D | 01 | 2575 | 0 | 2575 | 2575 | 20A 25KA KS100D | MCCB | 0
CGMB2035 | CROMPTON GREAVES | MCCB | 20A | 35KA | KF100C | 03 | 3850 | 0 | 3850 | 3850 | 20A 35KA KF100C | MCCB | 0
CGMB2050 | CROMPTON GREAVES | MCCB | 20A | 50KA | KF100K | 03 | 5600 | 0 | 5600 | 5600 | 20A 50KA KF100K | MCCB | 0
CGMB2110 | CROMPTON GREAVES | MCCB | 200A | 10KA | KS200R | 01 | 4500 | 0 | 4500 | 4500 | 200A 10KA KS200R | MCCB | 0
CGMB2125 | CROMPTON GREAVES | MCCB | 200A | 25KA | KS250D | 04 | 6000 | 0 | 6000 | 6000 | 200A 25KA KS250D | MCCB | 0
CGMB2135 | CROMPTON GREAVES | MCCB | 200A | 35KA | KF400C | 05 | 7400 | 0 | 7400 | 7400 | 200A 35KA KF400C | MCCB | 0
CGMB2150 | CROMPTON GREAVES | MCCB | 200A | 50KA | KF400K | 05 | 9400 | 0 | 9400 | 9400 | 200A 50KA KF400K | MCCB | 0
CGMB2310 | CROMPTON GREAVES | MCCB | 225A | 25KA | KS250D | 04 | 6900 | 0 | 6900 | 6900 | OBSLETE PRICE-KS250D | MCCB | 0
CGMB2325 | CROMPTON GREAVES | MCCB | 225A | 25KA | KS250D | 04 | 6900 | 0 | 6900 | 6900 | 225A 25KA KS250D | MCCB | 0
CGMB2335 | CROMPTON GREAVES | MCCB | 225A | 35KA | KF400C | 05 | 11000 | 0 | 11000 | 11000 | 225A 35KA KF400C | MCCB | 0
CGMB2350 | CROMPTON GREAVES | MCCB | 225A | 50KA | KF400K | 05 | 12000 | 0 | 12000 | 12000 | 225A 50KA KF400K | MCCB | 0
CGMB2510 | CROMPTON GREAVES | MCCB | 25A | 10KA | KS100R | 01 | 1810 | 0 | 1810 | 1810 | 25A 10KA KS100R | MCCB | 0
CGMB2525 | CROMPTON GREAVES | MCCB | 25A | 25KA | KS100D | 01 | 2575 | 0 | 2575 | 2575 | 25A 25KA KS100D | MCCB | 0
CGMB2535 | CROMPTON GREAVES | MCCB | 25A | 35KA | KF100C | 03 | 3850 | 0 | 3850 | 3850 | 25A 35KA KF100C | MCCB | 0
CGMB2550 | CROMPTON GREAVES | MCCB | 25A | 50KA | KF100K | 03 | 5600 | 0 | 5600 | 5600 | 25A 50KA KF100K | MCCB | 0
CGMB2625 | CROMPTON GREAVES | MCCB | 250A | 25KA | KS250D | 04 | 6900 | 0 | 6900 | 6900 | 250A 25KA KS250D | MCCB | 0
CGMB2635 | CROMPTON GREAVES | MCCB | 250A | 35KA | KF400C | 05 | 11000 | 0 | 11000 | 11000 | 250A 35KA KF400C | MCCB | 0
CGMB2650 | CROMPTON GREAVES | MCCB | 250A | 50KA | KS400K | 05 | 12000 | 0 | 12000 | 12000 | 250A 50KA KF400K | MCCB | 0
CGMB3010 | CROMPTON GREAVES | MCCB | 30A | 10KA | KS100R | 01 | 1810 | 0 | 1810 | 1810 | 30A 10KA KS100R | MCCB | 0
CGMB3025 | CROMPTON GREAVES | MCCB | 30A | 25KA | KS100D | 01 | 2575 | 0 | 2575 | 2575 | 30A 25KA KS100D | MCCB | 0
CGMB3035 | CROMPTON GREAVES | MCCB | 30A | 35KA | KF100C | 03 | 3850 | 0 | 3850 | 3850 | 30A 35KA KF100C | MCCB | 0
CGMB3050 | CROMPTON GREAVES | MCCB | 30A | 50KA | KF100K | 03 | 5600 | 0 | 5600 | 5600 | 30A 50KA KF100K | MCCB | 0
CGMB3135 | CROMPTON GREAVES | MCCB | 300A | 35KA | KF400C | 05 | 12000 | 0 | 12000 | 12000 | 300A 35KA KF400C | MCCB | 0
CGMB3150 | CROMPTON GREAVES | MCCB | 300A | 50KA | KF400K | 05 | 13200 | 0 | 13200 | 13200 | 300A 50KA KF400K | MCCB | 0
CGMB3635 | CROMPTON GREAVES | MCCB | 350A | 35KA | KF400C | 05 | 12000 | 0 | 12000 | 12000 | 350A 35KA KF400C | MCCB | 0
CGMB3650 | CROMPTON GREAVES | MCCB | 350A | 50KA | KF400K | 05 | 13200 | 0 | 13200 | 13200 | 350A 50KA KF400K | MCCB | 0
CGMB4010 | CROMPTON GREAVES | MCCB | 40A | 10KA | KS100R | 01 | 1810 | 0 | 1810 | 1810 | 40A 10KA KS100R | MCCB | 0
CGMB4025 | CROMPTON GREAVES | MCCB | 40A | 25KA | KS100D | 01 | 2575 | 0 | 2575 | 2575 | 40A 25KA KS100D | MCCB | 0
CGMB4035 | CROMPTON GREAVES | MCCB | 40A | 35KA | KF100C | 03 | 3850 | 0 | 3850 | 3850 | 40A 35KA KF100C | MCCB | 0
CGMB4050 | CROMPTON GREAVES | MCCB | 40A | 50KA | KF100K | 03 | 5600 | 0 | 5600 | 5600 | 40A 50KA KF100K | MCCB | 0
CGMB4135 | CROMPTON GREAVES | MCCB | 400A | 35KA | KF400C | 05 | 12000 | 0 | 12000 | 12000 | 400A 35KA KF400C | MCCB | 0
CGMB4150 | CROMPTON GREAVES | MCCB | 400A | 50KA | KF400K | 05 | 13200 | 0 | 13200 | 13200 | 400A 50KA KF400K | MCCB | 0
CGMB5010 | CROMPTON GREAVES | MCCB | 50A | 10KA | KS100R | 01 | 1810 | 0 | 1810 | 1810 | 50A 10KA KS100R | MCCB | 0
CGMB5025 | CROMPTON GREAVES | MCCB | 50A | 25KA | KS100D | 01 | 2575 | 0 | 2575 | 2575 | 50A 25KA KS100D | MCCB | 0
CGMB5035 | CROMPTON GREAVES | MCCB | 50A | 35KA | KF100C | 03 | 3850 | 0 | 3850 | 3850 | 50A 35KA KF100C | MCCB | 0
CGMB5050 | CROMPTON GREAVES | MCCB | 50A | 50KA | KF100K | 03 | 5600 | 0 | 5600 | 5600 | 50A 50KA KF100K | MCCB | 0
CGMB5135 | CROMPTON GREAVES | MCCB | 500A | 35KA | KF600C | 06 | 13750 | 0 | 13750 | 13750 | 500A 35KA KF600C | MCCB | 0
CGMB5150 | CROMPTON GREAVES | MCCB | 500A | 50KA | KF600K | 06 | 15200 | 0 | 15200 | 15200 | 500A 50KA KF600K | MCCB | 0
CGMB6010 | CROMPTON GREAVES | MCCB | 60A | 10KA | KS100R | 01 | 1810 | 0 | 1810 | 1810 | 60A 10KA KS100R | MCCB | 0
CGMB6025 | CROMPTON GREAVES | MCCB | 60A | 25KA | KS100D | 01 | 2575 | 0 | 2575 | 2575 | 60A 25KA KS100D | MCCB | 0
CGMB6035 | CROMPTON GREAVES | MCCB | 60A | 35KA | KF100C | 03 | 3850 | 0 | 3850 | 3850 | 60A 35KA KF100C | MCCB | 0
CGMB6050 | CROMPTON GREAVES | MCCB | 60A | 50KA | KF100K | 03 | 5600 | 0 | 5600 | 5600 | 60A 50KA KF100K | MCCB | 0
CGMB6135 | CROMPTON GREAVES | MCCB | 600A | 35KA | KF600C | 06 | 13750 | 0 | 13750 | 13750 | 600A 35KA KF600C | MCCB | 0
CGMB6150 | CROMPTON GREAVES | MCCB | 600A | 50KA | KF600K | 06 | 15200 | 0 | 15200 | 15200 | 600A 50KA KF600K | MCCB | 0
CGMB6435 | CROMPTON GREAVES | MCCB | 630A | 35KA | KF600C | 06 | 13750 | 0 | 13750 | 13750 | 630A 35KA KF600C | MCCB | 0
CGMB6450 | CROMPTON GREAVES | MCCB | 630A | 50KA | KF600K | 06 | 15200 | 0 | 15200 | 15200 | 630A 50KA KF600K | MCCB | 0
CGMB7135 | CROMPTON GREAVES | MCCB | 700A | 35KA | KF800C | 06 | 16000 | 0 | 16000 | 16000 | 700A 35KA KF800C | MCCB | 0
CGMB7150 | CROMPTON GREAVES | MCCB | 700A | 50KA | KF800K | 06 | 17500 | 0 | 17500 | 17500 | 700A 50KA KF800K | MCCB | 0
CGMB7510 | CROMPTON GREAVES | MCCB | 75A | 10KA | KS100R | 01 | 1810 | 0 | 1810 | 1810 | 75A 10KA KS100R | MCCB | 0
CGMB7525 | CROMPTON GREAVES | MCCB | 75A | 25KA | KS100D | 01 | 2575 | 0 | 2575 | 2575 | 75A 25KA KS100D | MCCB | 0
CGMB7535 | CROMPTON GREAVES | MCCB | 75A | 35KA | KF100C | 03 | 3850 | 0 | 3850 | 3850 | 75A 35KA KF100C | MCCB | 0
CGMB7550 | CROMPTON GREAVES | MCCB | 75A | 50KA | KF100K | 03 | 5600 | 0 | 5600 | 5600 | 75A 50KA KF100K | MCCB | 0
CGMB8135 | CROMPTON GREAVES | MCCB | 800A | 35KA | KF800C | 06 | 16000 | 0 | 16000 | 16000 | 800A 35KA KF800C | MCCB | 0
CGMB8150 | CROMPTON GREAVES | MCCB | 800A | 50KA | KF800K | 06 | 17500 | 0 | 17500 | 17500 | 800A 50KA KF800K | MCCB | 0
CGMXA101 | CROMPTON GREAVES | MCCB ACCESSORIES |  | AX1CT | KS100R,KS150R,KS100D |  | 445 | 0 | 445 | 445 | AUX.SWITCH+C/O CONTACT(1SET) | AUX.SWITCH+C/O CONTACT(1SET) | 0
CGMXA102 | CROMPTON GREAVES | MCCB ACCESSORIES |  | AX1CT | KS200R |  | 445 | 0 | 445 | 445 | AUX.SWITCH+C/O CONTACT(1SET) | AUX.SWITCH+C/O CONTACT(1SET) | 0
CGMXA103 | CROMPTON GREAVES | MCCB ACCESSORIES |  | AX1CT | KF100C,KF100K |  | 445 | 0 | 445 | 445 | AUX.SWITCH+C/O CONTACT(1SET) | AUX.SWITCH+C/O CONTACT(1SET) | 0
CGMXA104 | CROMPTON GREAVES | MCCB ACCESSORIES |  | AX1CT | KF150D,KF250D,KS225R,KS225D |  | 445 | 0 | 445 | 445 | AUX.SWITCH+C/O CONTACT(1SET) | AUX.SWITCH+C/O CONTACT(1SET) | 0
CGMXA105 | CROMPTON GREAVES | MCCB ACCESSORIES |  | AX1CT | KF400C,KF400K |  | 600 | 0 | 600 | 600 | AUX.SWITCH+C/O CONTACT(1SET) | AUX.SWITCH+C/O CONTACT(1SET) | 0
CGMXA106 | CROMPTON GREAVES | MCCB ACCESSORIES |  | AX1CT | KF600C,KF600K,KF800C,KF800K |  | 600 | 0 | 600 | 600 | AUX.SWITCH+C/O CONTACT(1SET) | AUX.SWITCH+C/O CONTACT(1SET) | 0
CGMXA205 | CROMPTON GREAVES | MCCB ACCESSORIES |  | AX2CT3R | KF400C,KF400K |  | 650 | 0 | 650 | 650 | AUX.SWITCH+C/O CONTACT(2SET) | AUX.SWITCH+C/O CONTACT(2SET) | 0
CGMXA206 | CROMPTON GREAVES | MCCB ACCESSORIES |  | AX2CT4L | KF600C,KF600K,KF800C,KF800K |  | 735 | 0 | 735 | 735 | AUX.SWITCH+C/O CONTACT(2SET) | AUX.SWITCH+C/O CONTACT(2SET) | 0
CGMXAA05 | CROMPTON GREAVES | MCCB ACCESSORIES |  | ALAXT3R | KF400C,KS400K |  | 875 | 0 | 875 | 875 | ALARM+AUX.SWITCH | ALARM+AUX.SWITCH | 0
CGMXAA06 | CROMPTON GREAVES | MCCB ACCESSORIES |  | ALAXT4L | KF600C,KF600K,KF800C,KF800K |  | 875 | 0 | 875 | 875 | ALARM+AUX.SWITCH | ALARM+AUX.SWITCH | 0
CGMXAL01 | CROMPTON GREAVES | MCCB ACCESSORIES |  | AL1CT | KS100R,KS150R,KS100D |  | 445 | 0 | 445 | 445 | ALARM SWITCH-1C/O | ALARM SWITCH-1C/O | 0
CGMXAL02 | CROMPTON GREAVES | MCCB ACCESSORIES |  | AL1CT | KS200R |  | 445 | 0 | 445 | 445 | ALARM SWITCH-1C/O | ALARM SWITCH-1C/O | 0
CGMXAL03 | CROMPTON GREAVES | MCCB ACCESSORIES |  | AL1CT | KF100C,KF100K |  | 445 | 0 | 445 | 445 | ALARM SWITCH-1C/O | ALARM SWITCH-1C/O | 0
CGMXAL04 | CROMPTON GREAVES | MCCB ACCESSORIES |  | AL1CT | KS150D,KS250D,KS225R,KS225D |  | 445 | 0 | 445 | 445 | ALARM SWITCH-1C/O | ALARM SWITCH-1C/O | 0
CGMXAL05 | CROMPTON GREAVES | MCCB ACCESSORIES |  | AL1CT | KF400C,KF400K |  | 445 | 0 | 445 | 445 | ALARM SWITCH-1C/O | ALARM SWITCH-1C/O | 0
CGMXAL06 | CROMPTON GREAVES | MCCB ACCESSORIES |  | AL1CT | KF600C,KF600K,KF800C,KF800K |  | 445 | 0 | 445 | 445 | ALARM SWITCH-1C/O | ALARM SWITCH-1C/O | 0
CGMXOH01 | CROMPTON GREAVES | MCCB ACCESSORIES |  | RHOM | KS100R,KS150R,KS100D |  | 590 | 0 | 590 | 590 | OPERATING HANDLE | OPERATING HANDLE | 0
CGMXOH02 | CROMPTON GREAVES | MCCB ACCESSORIES |  | RHOM | KS200R |  | 590 | 0 | 590 | 590 | OPERATING HANDLE | OPERATING HANDLE | 0
CGMXOH03 | CROMPTON GREAVES | MCCB ACCESSORIES |  | RHOM | KF100C,KF100K |  | 590 | 0 | 590 | 590 | OPERATING HANDLE | OPERATING HANDLE | 0
CGMXOH04 | CROMPTON GREAVES | MCCB ACCESSORIES |  | RHOM | KS150D,KS250D,KS225R,KS225D |  | 590 | 0 | 590 | 590 | OPERATING HANDLE | OPERATING HANDLE | 0
CGMXOH05 | CROMPTON GREAVES | MCCB ACCESSORIES |  | RHOM | KF400C,KF400K |  | 590 | 0 | 590 | 590 | OPERATING HANDLE | OPERATING HANDLE | 0
CGMXOH06 | CROMPTON GREAVES | MCCB ACCESSORIES |  | RHOM | KF600C,KF600K,KF800C,KF800K |  | 590 | 0 | 590 | 590 | OPERATING HANDLE | OPERATING HANDLE | 0
CGMXST01 | CROMPTON GREAVES | MCCB ACCESSORIES |  | SHT | KS100R,KS150R,KS100D |  | 380 | 0 | 380 | 380 | SHUNT TRIP | SHUNT TRIP | 0
CGMXST02 | CROMPTON GREAVES | MCCB ACCESSORIES |  | SHT | KS200R |  | 380 | 0 | 380 | 380 | SHUNT TRIP | SHUNT TRIP | 0
CGMXST03 | CROMPTON GREAVES | MCCB ACCESSORIES |  | SHT | KF100C,KF100K |  | 380 | 0 | 380 | 380 | SHUNT TRIP | SHUNT TRIP | 0
CGMXST04 | CROMPTON GREAVES | MCCB ACCESSORIES |  | SHT | KS150D,KS250D,KS225R,KS225D |  | 380 | 0 | 380 | 380 | SHUNT TRIP | SHUNT TRIP | 0
CGMXST05 | CROMPTON GREAVES | MCCB ACCESSORIES |  | SHT | KF400C,KF400K |  | 780 | 0 | 780 | 780 | SHUNT TRIP | SHUNT TRIP | 0
CGMXST06 | CROMPTON GREAVES | MCCB ACCESSORIES |  | SHT | KF600C,KF600K,KF800C,KF800K |  | 780 | 0 | 780 | 780 | SHUNT TRIP | SHUNT TRIP | 0
CGMXUV01 | CROMPTON GREAVES | MCCB ACCESSORIES |  | UVT | KS100R,KS150R,KS100D |  | 695 | 0 | 695 | 695 | U/V TRIP | U/V TRIP | 0
CGMXUV02 | CROMPTON GREAVES | MCCB ACCESSORIES |  | UVT | KS200R |  | 695 | 0 | 695 | 695 | U/V TRIP | U/V TRIP | 0
CGMXUV03 | CROMPTON GREAVES | MCCB ACCESSORIES |  | UVT | KF100C,KF100K |  | 695 | 0 | 695 | 695 | U/V TRIP | U/V TRIP | 0
CGMXUV04 | CROMPTON GREAVES | MCCB ACCESSORIES |  | UVT | KF150D,KS250D,KS225R,KS225D |  | 695 | 0 | 695 | 695 | U/V TRIP | U/V TRIP | 0
CGMXUV05 | CROMPTON GREAVES | MCCB ACCESSORIES |  | UVT | KF400C,KF400K |  | 780 | 0 | 780 | 780 | U/V TRIP | U/V TRIP | 0
CGMXUV06 | CROMPTON GREAVES | MCCB ACCESSORIES |  | UVT | KF600C,KF600K,KF800C,KF800K |  | 780 | 0 | 780 | 780 | U/V TRIP | U/V TRIP | 0
CGMXAL01 | CROMPTON GREAVES | MCCB ACCESSORIES |  | AL2CT3R | KS100R,KS150R,KS100D |  | 445 | 0 | 445 | 445 | ALARM SWITCH-1C/O | ALARM SWITCH-1C/O | 0
CGMXAL02 | CROMPTON GREAVES | MCCB ACCESSORIES |  | AL1CT | KS200R |  | 445 | 0 | 445 | 445 | ALARM SWITCH-1C/O | ALARM SWITCH-1C/O | 0
CGMXAL03 | CROMPTON GREAVES | MCCB ACCESSORIES |  | AL1CT | KF100C,KF100K |  | 445 | 0 | 445 | 445 | ALARM SWITCH-1C/O | ALARM SWITCH-1C/O | 0
CGMXAL04 | CROMPTON GREAVES | MCCB ACCESSORIES |  | AL1CT | KS150D,KS250D,KS225R,KS225D |  | 445 | 0 | 445 | 445 | ALARM SWITCH-1C/O | ALARM SWITCH-1C/O | 0
CGMXL205 | CROMPTON GREAVES | MCCB ACCESSORIES |  | AL2CT3R | KF400C,KF400K |  | 800 | 0 | 800 | 800 | ALARM SWITCH-2C/O | ALARM SWITCH-2C/O | 0
CGMXL206 | CROMPTON GREAVES | MCCB ACCESSORIES |  | AL2CT4L | KF600C,KF600K,KF800C,KF800K |  | 800 | 0 | 800 | 800 | ALARM SWITCH-2C/O | ALARM SWITCH-2C/O | 0
CGMXE301 | CROMPTON GREAVES | MCCB ACCESSORIES |  | EFR3WT | KS100R,KS150R,KS100D |  | 1650 | 0 | 1650 | 1650 | E/F RELAY-3PH,3W | E/F RELAY-3PH,3W | 0
CGMXE302 | CROMPTON GREAVES | MCCB ACCESSORIES |  | EFR3WT | KS200R |  | 1650 | 0 | 1650 | 1650 | E/F RELAY-3PH,3W | E/F RELAY-3PH,3W | 0
CGMXE303 | CROMPTON GREAVES | MCCB ACCESSORIES |  | EFR3WT | KF100C,KF100K |  | 2250 | 0 | 2250 | 2250 | E/F RELAY-3PH,3W | E/F RELAY-3PH,3W | 0
CGMXE304 | CROMPTON GREAVES | MCCB ACCESSORIES |  | EFR3WT | KS150D,KS250D,KS225R,KS225D |  | 2250 | 0 | 2250 | 2250 | E/F RELAY-3PH,3W | E/F RELAY-3PH,3W | 0
CGMXE305 | CROMPTON GREAVES | MCCB ACCESSORIES |  | EFR3WT | KF400C,KF400K |  | 2530 | 0 | 2530 | 2530 | E/F RELAY-3PH,3W | E/F RELAY-3PH,3W | 0
CGMXE306 | CROMPTON GREAVES | MCCB ACCESSORIES |  | EFR3WT | KF600C,KF600K,KF800C,KF800K |  | 3050 | 0 | 3050 | 3050 | E/F RELAY-3PH,3W | E/F RELAY-3PH,3W | 0
CGMXE401 | CROMPTON GREAVES | MCCB ACCESSORIES |  | EFR4WT | KS100R,KS150R,KS100D |  | 2250 | 0 | 2250 | 2250 | E/F RELAY-3PH,4W | E/F RELAY-3PH,4W | 0
CGMXE402 | CROMPTON GREAVES | MCCB ACCESSORIES |  | EFR4WT | KS200R |  | 2250 | 0 | 2250 | 2250 | E/F RELAY-3PH,4W | E/F RELAY-3PH,4W | 0
CGMXE403 | CROMPTON GREAVES | MCCB ACCESSORIES |  | EFR4WT | KF100C,KF100K |  | 4165 | 0 | 4165 | 4165 | E/F RELAY-3PH,4W | E/F RELAY-3PH,4W | 0
CGMXE404 | CROMPTON GREAVES | MCCB ACCESSORIES |  | EFR4WT | KS150D,KS250D,KS225R,KS225D |  | 4165 | 0 | 4165 | 4165 | E/F RELAY-3PH,4W | E/F RELAY-3PH,4W | 0
CGMXE405 | CROMPTON GREAVES | MCCB ACCESSORIES |  | EFR4WT | KF400C,KF400K |  | 5015 | 0 | 5015 | 5015 | E/F RELAY-3PH,4W | E/F RELAY-3PH,4W | 0
CGMXE406 | CROMPTON GREAVES | MCCB ACCESSORIES |  | EFR4WT | KF600C,KF600K,KF800C,KF800K |  | 5465 | 0 | 5465 | 5465 | E/F RELAY-3PH,4W | E/F RELAY-3PH,4W | 0
CGDM1010 | CROMPTON GREAVES | MCCB(DC) | 10A | 10KA | KS100R | 01 | 2300 | 0 | 2300 | 2300 | 10A 10KA KS100R | MCCB-DPDC | 0
CGDM1040 | CROMPTON GREAVES | MCCB(DC) | 10A | 40KA | KF100K | 03 | 5320 | 0 | 5320 | 5320 | 10A 40KA KF100K | MCCB-DPDC | 0
CGDM1110 | CROMPTON GREAVES | MCCB(DC) | 100A | 10KA | KS100R | 01 | 2300 | 0 | 2300 | 2300 | 100A 10KA KS100R | MCCB-DPDC | 0
CGDM1140 | CROMPTON GREAVES | MCCB(DC) | 100A | 40KA | KF100K | 03 | 5320 | 0 | 5320 | 5320 | 100A 40KA KF100K | MCCB-DPDC | 0
CGDM1310 | CROMPTON GREAVES | MCCB(DC) | 125A | 10KA | KS200R | 02 | 4900 | 0 | 4900 | 4900 | 125A 10KA KS200R | MCCB-DPDC | 0
CGDM1340 | CROMPTON GREAVES | MCCB(DC) | 125A | 40KA | KF400K | 05 | 8800 | 0 | 8800 | 8800 | 125A 40KA KF400K | MCCB-DPDC | 0
CGDM1510 | CROMPTON GREAVES | MCCB(DC) | 15A | 10KA | KS100R | 01 | 2300 | 0 | 2300 | 2300 | 15A 10KA KS100R | MCCB-DPDC | 0
CGDM1540 | CROMPTON GREAVES | MCCB(DC) | 15A | 40KA | KF100K | 03 | 5320 | 0 | 5320 | 5320 | 15A 40KA KF100K | MCCB-DPDC | 0
CGDM1610 | CROMPTON GREAVES | MCCB(DC) | 150A | 10KA | KS200R | 02 | 4900 | 0 | 4900 | 4900 | 150A 10KA KS200R | MCCB-DPDC | 0
CGDM1640 | CROMPTON GREAVES | MCCB(DC) | 150A | 40KA | KF400K | 05 | 8800 | 0 | 8800 | 8800 | 150A 40KA KF400K | MCCB-DPDC | 0
CGDM1710 | CROMPTON GREAVES | MCCB(DC) | 160A | 10KA | KS200R | 02 | 4900 | 0 | 4900 | 4900 | 160A 10KA KS200R | MCCB-DPDC | 0
CGDM1740 | CROMPTON GREAVES | MCCB(DC) | 160A | 40KA | KF400K | 05 | 8800 | 0 | 8800 | 8800 | 160A 40KA KF400K | MCCB-DPDC | 0
CGDM1810 | CROMPTON GREAVES | MCCB(DC) | 175A | 10KA | KS200R | 02 | 4900 | 0 | 4900 | 4900 | 175A 10KA KS200R | MCCB-DPDC | 0
CGDM1840 | CROMPTON GREAVES | MCCB(DC) | 175A | 40KA | KF400K | 05 | 8800 | 0 | 8800 | 8800 | 175A 40KA KF400K | MCCB-DPDC | 0
CGDM2110 | CROMPTON GREAVES | MCCB(DC) | 200A | 10KA | KS200R | 02 | 4900 | 0 | 4900 | 4900 | 200A 10KA KS200R | MCCB-DPDC | 0
CGDM2140 | CROMPTON GREAVES | MCCB(DC) | 200A | 40KA | KF400K | 05 | 8800 | 0 | 8800 | 8800 | 200A 40KA KF400K | MCCB-DPDC | 0
CGDM2310 | CROMPTON GREAVES | MCCB(DC) | 225A | 10KA | KS200R | 02 | 4900 | 0 | 4900 | 4900 | 225A 10KA KS200R | MCCB-DPDC | 0
CGDM2340 | CROMPTON GREAVES | MCCB(DC) | 225A | 40KA | KF400K | 05 | 8800 | 0 | 8800 | 8800 | 225A 40KA KF400K | MCCB-DPDC | 0
CGDM2640 | CROMPTON GREAVES | MCCB(DC) | 250A | 40KA | KF600K | 06 | 13900 | 0 | 13900 | 13900 | 250A 40KA KF600K | MCCB-DPDC | 0
CGDM3010 | CROMPTON GREAVES | MCCB(DC) | 30A | 10KA | KS100R | 01 | 2300 | 0 | 2300 | 2300 | 30A 10KA KS100R | MCCB-DPDC | 0
CGDM3040 | CROMPTON GREAVES | MCCB(DC) | 30A | 40KA | KF100K | 03 | 5320 | 0 | 5320 | 5320 | 30A 40KA KF100K | MCCB-DPDC | 0
CGDM3140 | CROMPTON GREAVES | MCCB(DC) | 300A | 40KA | KF600K | 06 | 13900 | 0 | 13900 | 13900 | 250A 40KA KF600K | MCCB-DPDC | 0
CGDM3640 | CROMPTON GREAVES | MCCB(DC) | 350A | 40KA | KF600K | 06 | 13900 | 0 | 13900 | 13900 | 350A 40KA KF600K | MCCB-DPDC | 0
CGDM4010 | CROMPTON GREAVES | MCCB(DC) | 40A | 10KA | KS100R | 01 | 2300 | 0 | 2300 | 2300 | 40A 10KA KS100R | MCCB-DPDC | 0
CGDM4040 | CROMPTON GREAVES | MCCB(DC) | 40A | 40KA | KF100K | 03 | 5320 | 0 | 5320 | 5320 | 40A 40KA KF100K | MCCB-DPDC | 0
CGDM4140 | CROMPTON GREAVES | MCCB(DC) | 400A | 40KA | KF600K | 06 | 13900 | 0 | 13900 | 13900 | 400A 40KA KF600K | MCCB-DPDC | 0
CGDM5010 | CROMPTON GREAVES | MCCB(DC) | 50A | 10KA | KS100R | 01 | 2300 | 0 | 2300 | 2300 | 50A 10KA KS100R | MCCB-DPDC | 0
CGDM5040 | CROMPTON GREAVES | MCCB(DC) | 50A | 40KA | KF100K | 03 | 5320 | 0 | 5320 | 5320 | 50A 40KA KF100K | MCCB-DPDC | 0
CGDM5140 | CROMPTON GREAVES | MCCB(DC) | 500A | 40KA | KF600K | 06 | 13900 | 0 | 13900 | 13900 | 500A 40KA KF600K | MCCB-DPDC | 0
CGDM6010 | CROMPTON GREAVES | MCCB(DC) | 60A | 10KA | KS100R | 01 | 2300 | 0 | 2300 | 2300 | 60A 10KA KS100R | MCCB-DPDC | 0
CGDM6040 | CROMPTON GREAVES | MCCB(DC) | 60A | 40KA | KF100K | 03 | 5320 | 0 | 5320 | 5320 | 60A 40KA KF100K | MCCB-DPDC | 0
CGDM6140 | CROMPTON GREAVES | MCCB(DC) | 600A | 40KA | KF600K | 06 | 13900 | 0 | 13900 | 13900 | 600A 40KA KF600K | MCCB-DPDC | 0
CGDM6440 | CROMPTON GREAVES | MCCB(DC) | 630A | 40KA | KF600K | 06 | 13900 | 0 | 13900 | 13900 | 630A 40KA KF600K | MCCB-DPDC | 0
CGDM7140 | CROMPTON GREAVES | MCCB(DC) | 700A | 40KA | KF800K | 06 | 16000 | 0 | 16000 | 16000 | 700A 40KA KF800K | MCCB-DPDC | 0
CGDM7510 | CROMPTON GREAVES | MCCB(DC) | 75A | 10KA | KS100R | 01 | 2300 | 0 | 2300 | 2300 | 75A 10KA KS100R | MCCB-DPDC | 0
CGDM7540 | CROMPTON GREAVES | MCCB(DC) | 75A | 40KA | KF100K | 03 | 5320 | 0 | 5320 | 5320 | 75A 40KA KF100K | MCCB-DPDC | 0
CGDM8140 | CROMPTON GREAVES | MCCB(DC) | 800A | 40KA | KF800K | 06 | 16000 | 0 | 16000 | 16000 | 800A 40KA KF800K | MCCB-DPDC | 0