## COMPDIS
COMP_CODE | COMP_CONM | COMP_NAME | COMP_DESC | COMP_PRIC | COMP_DIS
ABTR00CU | ABB | CURRENT TRANSDUCER | CURRENT | 3800 | 3975
ABTR00PF | ABB | POWER FACTOR TRANSDUCER | POWER FACTOR TRANSDUCER | 6950 | 7270
ABTR00VO | ABB | VOLTAGE TRANSDUCER | VOLTAGE | 3600 | 3766
ABTR01PT | ABB | POWER TRANSDUCER | POWER TRANSDUCER | 10700 | 11192
ABTR02PT | ABB | POWER TRANSDUCER | POWER TRANSDUCER | 8150 | 8525
ABTR03PT | ABB | POWER TRANSDUCER | POWER TRANSDUCER | 10100 | 10565
AEAM21AL | AE | AMMETER | 240 D,144mm² AC,LIN | 960 | 778
AEAM21AS | AE | AMMETER | 240 D,144mm² AC,SUP | 1000 | 811
AEAM21DL | AE | AMMETER | 240 D,144mm² DC,LIN | 900 | 730
AEAM27AL | AE | AMMETER | 240 D, 72mm² AC,LIN | 790 | 640
AEAM27AS | AE | AMMETER | 240 D, 72mm² AC,SUP | 830 | 673
AEAM27DL | AE | AMMETER | 240 D, 72mm² DC,LIN | 720 | 584
AEAM29AL | AE | AMMETER | 240 D, 96mm² AC,LIN | 830 | 673
AEAM29AS | AE | AMMETER | 240 D, 96mm² AC,SUP | 870 | 705
AEAM29DL | AE | AMMETER | 240 D, 96mm² DC,LIN | 770 | 624
AEAM91AL | AE | AMMETER | 90 D,144mm² AC,LIN | 395 | 320
AEAM91AS | AE | AMMETER | 90 D,144mm² AC,SUP | 410 | 332
AEAM91DL | AE | AMMETER | 90 D,144mm² DC,LIN | 745 | 604
AEAM97AL | AE | AMMETER | 90 D, 72mm² AC,LIN | 250 | 203
AEAM97AS | AE | AMMETER | 90 D, 72mm² AC,SUP | 265 | 215
AEAM97DL | AE | AMMETER | 90 D, 72mm² DC,LIN | 400 | 324
AEAM99AL | AE | AMMETER | 90 D, 96mm² AC,LIN | 280 | 227
AEAM99AS | AE | AMMETER | 90 D, 96mm² AC,SUP | 295 | 239
AEAM99DL | AE | AMMETER | 90 D, 96mm² DC,LIN | 430 | 349
AEAMDIAL | AE | AMMETER | DIGITAL AC,LINEAR | 1640 | 1329
AEAMDIDL | AE | AMMETER | DIGITAL DC,LINEAR | 1260 | 1021
AEFM2101 | AE | FREQUENCY METER | 240 D,144mm²,1 SCALE | 1430 | 1159
AEFM2901 | AE | FREQUENCY METER | 240 D, 96mm²,1 SCALE | 1290 | 1046
AEFMDI01 | AE | FREQUENCY METER | DIGITAL | 1640 | 1329
AEFMR101 | AE | FREQUENCY METER | 13REED,144mm²,1SCALE | 770 | 624
AEFMR102 | AE | FREQUENCY METER | 13REED,144mm²,2SCALE | 1600 | 1297
AEFMR901 | AE | FREQUENCY METER | 13REED,96mm²,1SCALE | 630 | 511
AEFMR902 | AE | FREQUENCY METER | 13REED,96mm²,2SCALE | 1250 | 1013
AEPF2101 | AE | PF METER | 240 D,144mm²,110V,1PH | 3320 | 2691
AEPF2102 | AE | PF METER | 240 D,144mm²,110V,3PH | 3320 | 2691
AEPF2103 | AE | PF METER | 240 D,144mm²,110V,3PH | 3320 | 2691
AEPF2104 | AE | PF METER | 240 D,144mm²,440V,1PH | 3320 | 2691
AEPF2105 | AE | PF METER | 240 D,144mm²,440V,3PH | 3320 | 2691
AEPF2106 | AE | PF METER | 240 D,144mm²,440V,3PH | 3320 | 2691
AEPF2901 | AE | PF METER | 240 D,96mm²,110V,1PH | 3110 | 2521
AEPF2902 | AE | PF METER | 240 D,96mm²,110V,3PH | 3110 | 2521
AEPF2903 | AE | PF METER | 240 D,96mm²,110V,3PH | 3110 | 2521
AEPF2904 | AE | PF METER | 240 D,96mm²,440V,1PH | 3110 | 2521
AEPF2905 | AE | PF METER | 240 D,96mm²,440V,3PH | 3110 | 2521
AEPF2906 | AE | PF METER | 240 D,96mm²,440V,3PH | 3110 | 2521
AEPF9101 | AE | PF METER | 90 D,144mm²,110V,1PH | 1470 | 1192
AEPF9102 | AE | PF METER | 90 D,144mm²,110V,3PH | 2450 | 1986
AEPF9103 | AE | PF METER | 90 D,144mm²,110V,3PH | 3100 | 2513
AEPF9104 | AE | PF METER | 90 D,144mm²,440V,1PH | 1630 | 1321
AEPF9105 | AE | PF METER | 90D,144mm²,440V,3PH,3W | 2640 | 2140
AEPF9106 | AE | PF METER | 90D,144mm²,440V,3PH,4W | 3260 | 2643
AEPF9901 | AE | PF METER | 90D,96mm²,110V,1PH | 1330 | 1078
AEPF9902 | AE | PF METER | 90D,96mm²,110V,3PH,3W | 2230 | 1808
AEPF9903 | AE | PF METER | 90D,96mm²,110V,3PH,4W | 2830 | 2294
AEPF9904 | AE | PF METER | 90D,96mm²,440V,1PH | 1330 | 1078
AEPF9905 | AE | PF METER | 90D,96mm²,440V,3PH,3W | 2440 | 1978
AEPF9906 | AE | PF METER | 90D,96mm²,440V,3PH,4W | 3010 | 2440
AEPFDI01 | AE | PF METER | DIGTAL 1PH,3PH BAL LOAD | 4940 | 4005
AEPI | AE | PHASE INDICATOR | 50V-500V AC | 420 | 340
AESH11 | AE | SHUNT | 100A | 220 | 178
AESH12 | AE | SHUNT | 1000A | 1170 | 948
AESH14 | AE | SHUNT | 1200A | 1515 | 1228
AESH16 | AE | SHUNT | 150A | 265 | 215
AESH17 | AE | SHUNT | 1500A | 1710 | 1386
AESH21 | AE | SHUNT | 200A | 410 | 332
AESH22 | AE | SHUNT | 2000A | 2295 | 1860
AESH26 | AE | SHUNT | 250A | 440 | 357
AESH27 | AE | SHUNT | 2500A | 2660 | 2156
AESH31 | AE | SHUNT | 300A | 485 | 393
AESH32 | AE | SHUNT | 3000A | 2960 | 2400
AESH42 | AE | SHUNT | 4000A | 5140 | 4167
AESH50 | AE | SHUNT | 50A | 150 | 122
AESH51 | AE | SHUNT | 500A | 675 | 547
AESH52 | AE | SHUNT | 5000A | 8790 | 7126
AESH61 | AE | SHUNT | 600A | 750 | 608
AESH62 | AE | SHUNT | 6000A | 9600 | 7782
AESH75 | AE | SHUNT | 75A | 165 | 134
AESH76 | AE | SHUNT | 750A | 840 | 681
AESH77 | AE | SHUNT | 7500A | 12330 | 9995
AESY0101 | AE | SYNCHRONOSCOPE | 144x144mm², 110V | 1210 | 981
AESY0102 | AE | SYNCHRONOSCOPE | 144x144mm², 440V | 1460 | 1184
AESY0901 | AE | SYNCHRONOSCOPE | 96x96mm², 110V | 940 | 762
AESY0902 | AE | SYNCHRONOSCOPE | 96x96mm², 440V | 1190 | 965
AETR00CU | AE | CURRENT TRANSDUCER | CURRENT | 3150 | 2554
AETR00FR | AE | FREQUENCY TRANSDUCER | FREQUENCY | 3150 | 2554
AETR00PF | AE | PF TRANSDUCER | POWER FACTOR | 5250 | 4256
AETR00SU | AE | SUMMATION TRANSDUCER | SUMMATION | 3150 | 2554
AETR00VA | AE | KVA TRANSDUCER | KVA | 5250 | 4256
AETR00VO | AE | VOLTAGE TRANSDUCER | VOLTAGE | 3150 | 2554
AETR00VR | AE | KVAR TRANSDUCER | VAR | 5250 | 4256
AETR00WA | AE | WATT TRANSDUCER | WATT | 5250 | 4256
AEVA2102 | AE | VA METER | 240D,144mm²,110V,3PH3W | 3650 | 2959
AEVA2103 | AE | VA METER | 240D,144mm²,110V,3PH4W | 3650 | 2959
AEVA2105 | AE | VA METER | 240D,144mm²,440V,3PH3W | 3650 | 2959
AEVA2106 | AE | VA METER | 240D,144mm²,440V,3PH4W | 3650 | 2959
AEVA2902 | AE | VA METER | 240D,96mm²,110V,3PH3W | 3520 | 2853
AEVA2903 | AE | VA METER | 240D,96mm²,110V,3PH4W | 3520 | 2853
AEVA2905 | AE | VA METER | 240D,96mm²,440V,3PH3W | 3520 | 2853
AEVA2906 | AE | VA METER | 240D,96mm²,440V,3PH4W | 3520 | 2853
AEVA9102 | AE | VA METER | 90D,144mm²,110V,3PH3W | 3520 | 2853
AEVA9103 | AE | VA METER | 90D,144mm²,110V,3PH4W | 4430 | 3591
AEVA9105 | AE | VA METER | 90D,144mm²,440V,3PH3W | 3890 | 3153
AEVA9106 | AE | VA METER | 90D,144mm²,440V,3PH4W | 4780 | 3875
AEVA9902 | AE | VA METER | 90D,96mm²,110V,3PH3W | 2570 | 2083
AEVA9903 | AE | VA METER | 90D,96mm²,110V,3PH4W | 3010 | 2440
AEVA9905 | AE | VA METER | 90D,96mm²,440V,3PH3W | 2750 | 2229
AEVA9906 | AE | VA METER | 90D,96mm²,440V,3PH4W | 3180 | 2578
AEVADI01 | AE | KVA METER | DIGTAL 3PH3W,3PH4W | 4940 | 4005
AEVM21AL | AE | VOLTMETER | 240 D,144mm²AC,LINEAR | 960 | 778
AEVM21DL | AE | VOLTMETER | 240 D,144mm²DC,LINEAR | 900 | 730
AEVM27AL | AE | VOLTMETER | 240 D,72mm² AC,LINEAR | 790 | 640
AEVM27DL | AE | VOLTMETER | 240 D,72mm² DC,LINEAR | 720 | 584
AEVM29AL | AE | VOLTMETER | 240 D,96mm² AC,LINEAR | 830 | 673
AEVM29DI | AE | DIFFERENTIAL VOLTMETER | 240 DEG 96 MM SQ. | 1100 | 892
AEVM29DL | AE | VOLTMETER | 240 D,96mm² DC,LINEAR | 770 | 624
AEVM91AL | AE | VOLTMETER | 90 D,144mm²AC,LINEAR | 480 | 389
AEVM91DL | AE | VOLTMETER | 90 D,144mm²DC,LINEAR | 760 | 616
AEVM91DS | AE | VOLTMETER | 90 DEG. SCALE,144 mm²,DOUBLE SCALE | 780 | 632
AEVM97AL | AE | VOLTMETER | 90 D,72mm² AC,LINEAR | 305 | 247
AEVM97DL | AE | VOLTMETER | 90 D,72mm² DC,LINEAR | 460 | 373
AEVM99AL | AE | VOLTMETER | 90 D,96mm² AC,LINEAR | 325 | 263
AEVM99DI | AE | DIFFERENTIAL VOLTMETER | 90 DEG 96 MM SQ. | 800 | 649
AEVM99DL | AE | VOLTMETER | 90 D,96mm² DC,LINEAR | 500 | 405
AEVM99DS | AE | VOLTMETER | 90 DEG. SCALE,96x96 mm²,DOUBLE SCALE | 660 | 535
AEVMD1DL | AE | VOLTMETER | DGTL,200MV-1.999V DC,LIN | 1390 | 1127
AEVMD2DL | AE | VOLTMETER | DGTL,1.999V-199.9V DC,LIN | 1390 | 1127
AEVMD3AL | AE | VOLTMETER | DGTL,20V-300V AC,LIN | 1390 | 1127
AEVMD3DL | AE | VOLTMETER | DGTL,199.9-600V DC,LIN | 1390 | 1127
AEVMD5AL | AE | VOLTMETER | DGTL,500V AC,LINEAR | 1640 | 1329
AEVMD6AL | AE | VOLTMETER | DGTL,600V AC,LINEAR | 1640 | 1329
AEVR2102 | AE | VAR METER | 240D,144mm²,110V,3PH3W | 3360 | 2724
AEVR2103 | AE | VAR METER | 240D,144mm²,110V,3PH4W | 3360 | 2724
AEVR2105 | AE | VAR METER | 240D,144mm²,440V,3PH3W | 3360 | 2724
AEVR2106 | AE | VAR METER | 240D,144mm²,440V,3PH4W | 3360 | 2724
AEVR2902 | AE | VAR METER | 240D,96mm²,110V,3PH3W | 3290 | 2667
AEVR2903 | AE | VAR METER | 240D,96mm²,110V,3PH4W | 3290 | 2667
AEVR2905 | AE | VAR METER | 240D,96mm²,440V,3PH3W | 3290 | 2667
AEVR2906 | AE | VAR METER | 240D,96mm²,440V,3PH4W | 3290 | 2667
AEVR9102 | AE | VAR METER | 90D,144mm²,110V,3PH3W | 2450 | 1986
AEVR9103 | AE | VAR METER | 90D,144mm²,110V,3PH4W | 2940 | 2383
AEVR9105 | AE | VAR METER | 90D,144mm²,440V,3PH3W | 2610 | 2116
AEVR9106 | AE | VAR METER | 90D,144mm²,440V,3PH4W | 3110 | 2521
AEVR9902 | AE | VAR METER | 90D,96mm²,110V,3PH3W | 2220 | 1800
AEVR9905 | AE | VAR METER | 90D,96mm²,440V,3PH3W | 2390 | 1937
AEWM2101 | AE | WATTMETER | 240D,144mm²,110V,1PH | 2420 | 1962
AEWM2102 | AE | WATTMETER | 240D,144mm²,110V,3PH3W | 3360 | 2724
AEWM2103 | AE | WATTMETER | 240D,144mm²,110V,3PH4W | 3360 | 2724
AEWM2104 | AE | WATTMETER | 240D,144mm²,440V,1PH | 2390 | 1937
AEWM2105 | AE | WATTMETER | 240D,144mm²,440V,3PH3W | 3360 | 2724
AEWM2106 | AE | WATTMETER | 240D,144mm²,440V,3PH4W | 3360 | 2724
AEWM2901 | AE | WATTMETER | 240D,96mm²,110V,1PH | 2290 | 1856
AEWM2902 | AE | WATTMETER | 240D,96mm²,110V,3PH3W | 3230 | 2618
AEWM2903 | AE | WATTMETER | 240D,96mm²,110V,3PH4W | 3230 | 2618
AEWM2904 | AE | WATTMETER | 240D,96mm²,440V,1PH | 2290 | 1856
AEWM2905 | AE | WATTMETER | 240D,96mm²,440V,3PH3W | 3230 | 2618
AEWM2906 | AE | WATTMETER | 240D,96mm²,440V,3PH4W | 3230 | 2618
AEWM9102 | AE | WATTMETER | 90D,144mm²,110V,3PH3W | 2290 | 1856
AEWM9103 | AE | WATTMETER | 90D,144mm²,110V,3PH4W | 2780 | 2254
AEWM9105 | AE | WATTMETER | 90D,144mm²,440V,3PH3W | 2450 | 1986
AEWM9106 | AE | WATTMETER | 90D,144mm²,440V,3PH4W | 2940 | 2383
AEWM9902 | AE | WATTMETER | 90D,96mm²,110V,3PH3W | 2040 | 1654
AEWM9903 | AE | WATTMETER | 90D,96mm²,110V,3PH4W | 2470 | 2002
AEWM9905 | AE | WATTMETER | 90D,96mm²,440V,3PH3W | 2220 | 1800
AEWM9906 | AE | WATTMETER | 90D,96 mm²,440V,3PH4W | 2650 | 2148
AEWMDI01 | AE | WATTMETER | DGTL 1PH | 3890 | 3153
AEWMDI02 | AE | WATTMETER | DGTL 3PH3W,3PH4W | 4940 | 4005
APAN | APLAB | ANNUNCIATION WINDOW |  | 650 | 680
ASCA01 | ASIAN | CAPACITOR | 1 KVAR | 140 | 146
ASCA02 | ASIAN | CAPACITOR | 2 KVAR | 280 | 293
ASCA03 | ASIAN | CAPACITOR | 3 KVAR | 420 | 439
ASCA04 | ASIAN | CAPACITOR | 4 KVAR | 560 | 586
ASCA05 | ASIAN | CAPACITOR | 5 KVAR | 700 | 732
ASCA07 | ASIAN | CAPACITOR | 7.5KVAR | 1050 | 1098
ASCA10 | ASIAN | CAPACITOR | 10 KVAR | 1400 | 1464
ASCA12 | ASIAN | CAPACITOR | 12.5KVAR | 1750 | 1831
ASCA15 | ASIAN | CAPACITOR | 15KVAR | 2100 | 2197
ASCA20 | ASIAN | CAPACITOR | 20KVAR | 2800 | 2929
ASCA25 | ASIAN | CAPACITOR | 25KVAR | 3500 | 3661
ASCA50 | ASIAN | CAPACITOR | 50 KVAR CAPACITOR | 7000 | 7322
AVCR01 | AVOMEC | AUTOMATIC POWER FACTOR CORR.RELAY | 1 STAGE AUTOMATIC POWER FACTOR CORR.REL | 6500 | 5949
AVCR02 | AVOMEC | AUTOMATIC POWER FACTOR CORR.RELAY | 2 STAGE AUTOMATIC POWER FACTOR CORR.REL | 7050 | 6453
AVCR03 | AVOMEC | AUTOMATIC POWER FACTOR CORR.RELAY | 3 STAGE AUTOMATIC POWER FACTOR CORR.REL | 7100 | 6498
AVCR04 | AVOMEC | AUTOMATIC POWER FACTOR CORR.RELAY | 4 STAGE AUTOMATIC POWER FACTOR CORR.REL | 7400 | 6773
AVCR05 | AVOMEC | AUTOMATIC POWER FACTOR CORR.RELAY | 5 STAGE AUTOMATIC POWER FACTOR CORR.RE | 7700 | 7047
AVCR06 | AVOMEC | AUTOMATIC POWER FACTOR CORR.RELAY | 6 STAGE AUTOMATIC POWER FACTOR CORR.RE | 7950 | 7276
AVCR07 | AVOMEC | AUTOMATIC POWER FACTOR CORR.RELAY | 7 STAGE AUTOMATIC POWER FACTOR CORR.RE | 8250 | 7551
AVCR08 | AVOMEC | AUTOMATIC POWER FACTOR CORR.RELAY | 8 STAGE AUTOMATIC POWER FACTOR CORR.RE | 9150 | 8375
AVCR09 | AVOMEC | AUTOMATIC POWER FACTOR CORR.RELAY | 9 STAGE AUTOMATIC POWER FACTOR CORR.RE | 9900 | 9061
AVCR10 | AVOMEC | AUTOMATIC POWER FACTOR CORR.RELAY | 10 STAGE AUTOMATIC POWER FACTOR CORR.REL | 10250 | 9381
AVCR12 | AVOMEC | AUTOMATIC POWER FACTOR CORR.RELAY | 12 STAGE AUTOMATIC POWER FACTOR CORR.REL | 11400 | 10434
AVCR14 | AVOMEC | AUTOMATIC POWER FACTOR CORR.RELAY | 14 STAGE AUTOMATIC POWER FACTOR CORR.REL | 14200 | 12997
AVCR16 | AVOMEC | AUTOMATIC POWER FACTOR CORR.RELAY | 16 STAGE AUTOMATIC POWER FACTOR CORR.REL | 16750 | 15330
AVCR20 | AVOMEC | AUTOMATIC POWER FACTOR CORR.RELAY | 20 STAGE AUTOMATIC POWER FACTOR CORR.REL | 17000 | 15559
BCIL00SR | BCH | INDICATING LAMP | SERIES RESISTOR TYPE | 160 | 124
BCIL00TF | BCH | INDICATING LAMP | TRANSFORMER TYPE | 205 | 159
BCPB1101 | BCH | PUSH BUTTON | 1NO+1NC SHROUDED TYPE | 177 | 137
BCPB1102 | BCH | PUSH BUTTON | 1NO+1NC MSHROM STAPUT | 206 | 160
BCPB1103 | BCH | PUSH BUTTON | 1NO+1NC LOCKABLE TYPE | 422 | 327
BCPB2201 | BCH | PUSH BUTTON | 2NO+2NC SHROUDED TYPE | 282 | 219
BCPB2202 | BCH | PUSH BUTTON | 2NO+2NC MSHROM STAPUT | 311 | 241
BCPB2203 | BCH | PUSH BUTTON | 2NO+2NC LOCKABLE TYPE | 527 | 409
BCTA1001 | BCH | TIMER (AC) | 1NO,ON/OFF KRTPN | 1215 | 943
BCTA1101 | BCH | TIMER (AC) | 1NO+1NC,ON/OFF KRTPN | 1615 | 1253
BCTA1102 | BCH | TIMER (AC) | 1NO+1NC,ON+OFF KRTPCN | 2010 | 1559
BCTA2001 | BCH | TIMER (AC) | 2NO,ON/OFF KRTPN | 1340 | 1040
BCTA2201 | BCH | TIMER (AC) | 2NO+2NC,ON/OFF KRTPN | 1870 | 1451
BCTA2202 | BCH | TIMER (AC) | 2NO+2NC, KRTPCN TYPE | 2265 | 1757
BCTD1001 | BCH | TIMER (DC) | 1NO,ON/OFF KRTPN | 1830 | 1420
BCTD1101 | BCH | TIMER (DC) | 1NO+1NC,ON/OFF KRTPN | 2180 | 1691
BCTD1102 | BCH | TIMER (DC) | 1NO+1NC,ON+OFF KRTPCN | 2590 | 2009
BCTD2001 | BCH | TIMER (DC) | 2NO,ON/OFF KRTPN | 1955 | 1517
BCTD2201 | BCH | TIMER (DC) | 2NO+2NC,ON/OFF KRTPN | 2435 | 1889
BCTD2202 | BCH | TIMER (DC) | 2NO+2NC,ON+OFF KRTPCN | 2845 | 2207
BHWH3301 | BHEL | KWH METER | 3PH3W,FLUSH MOUNTING | 1300 | 1360
BHWH3302 | BHEL | KWH METER | 3PH3W,PROJECTION MOUNT | 1300 | 1360
BHWH3401 | BHEL | KWH METER | 3PH4W,FLUSH MOUNTING | 1300 | 1360
BHWH3402 | BHEL | KWH METER | 3PH4W,PROJECTION MOUNT | 1300 | 1360
BIILENFL | BINAY ELECTRONICS | FLASHER | LED TYPE 22.5MM AC/DC FLASHER 45-60V | 195 | 153
BIILENLA | BINAY ELECTRONICS | INDICATING LAMP LED | LED TYPE 22.5MM AC/DC R,G,Y 4-60V | 150 | 118
BIILENLB | BINAY ELECTRONICS | INDICATING LAMP LED BLUE | LED TYPE 22.5MM AC/DC BLUE 4-60V | 385 | 302
CGDM1010 | CROMPTON GREAVES | MCCB(DC) | 10A 10KA KS100S | 2435 | 1522
CGDM1040 | CROMPTON GREAVES | MCCB(DC) | 10A 40KA KF100K | 6250 | 3906
CGDM1110 | CROMPTON GREAVES | MCCB(DC) | 100A 10KA KS100S | 2435 | 1522
CGDM1140 | CROMPTON GREAVES | MCCB(DC) | 100A 40KA KF100K | 6250 | 3906
CGDM1240 | CROMPTON GREAVES | MCCB(DC) | 1000A 40KA KF1200H | 54645 | 34152
CGDM1310 | CROMPTON GREAVES | MCCB(DC) | 125A 10KA KS200R | 5000 | 3125
CGDM1340 | CROMPTON GREAVES | MCCB(DC) | 125A 40KA KF225K | 9250 | 5781
CGDM1440 | CROMPTON GREAVES | MCCB(DC) | 1200A 40KA KF1200H | 59805 | 37377
CGDM1510 | CROMPTON GREAVES | MCCB(DC) | 15A 10KA KS100S | 2435 | 1522
CGDM1540 | CROMPTON GREAVES | MCCB(DC) | 15A 40KA KF100K | 6250 | 3906
CGDM1610 | CROMPTON GREAVES | MCCB(DC) | 150A 10KA KS200R | 5000 | 3125
CGDM1640 | CROMPTON GREAVES | MCCB(DC) | 150A 40KA KF225K | 9250 | 5781
CGDM1710 | CROMPTON GREAVES | MCCB(DC) | 160A 10KA KS200R | 5000 | 3125
CGDM1740 | CROMPTON GREAVES | MCCB(DC) | 160A 40KA KF225K | 9250 | 5781
CGDM1810 | CROMPTON GREAVES | MCCB(DC) | 175A 10KA KS200R | 5000 | 3125
CGDM1840 | CROMPTON GREAVES | MCCB(DC) | 175A 40KA KF225K | 9250 | 5781
CGDM2110 | CROMPTON GREAVES | MCCB(DC) | 200A 10KA KS200R | 5000 | 3125
CGDM2140 | CROMPTON GREAVES | MCCB(DC) | 200A 40KA KF225K | 9250 | 5781
CGDM2310 | CROMPTON GREAVES | MCCB(DC) | 225A 10KA KS200R | 5000 | 3125
CGDM2340 | CROMPTON GREAVES | MCCB(DC) | 225A 40KA KF225K | 9250 | 5781
CGDM2640 | CROMPTON GREAVES | MCCB(DC) | 250A 40KA KF600K | 14630 | 9144
CGDM3010 | CROMPTON GREAVES | MCCB(DC) | 30A 10KA KS100S | 2435 | 1522
CGDM3040 | CROMPTON GREAVES | MCCB(DC) | 30A 40KA KF100K | 6250 | 3906
CGDM3140 | CROMPTON GREAVES | MCCB(DC) | 250A 40KA KF600K | 14630 | 9144
CGDM3640 | CROMPTON GREAVES | MCCB(DC) | 350A 40KA KF600K | 14630 | 9144
CGDM4010 | CROMPTON GREAVES | MCCB(DC) | 40A 10KA KS100S | 2435 | 1522
CGDM4040 | CROMPTON GREAVES | MCCB(DC) | 40A 40KA KF100K | 6250 | 3906
CGDM4140 | CROMPTON GREAVES | MCCB(DC) | 400A 40KA KF600K | 14630 | 9144
CGDM5010 | CROMPTON GREAVES | MCCB(DC) | 50A 10KA KS100S | 2435 | 1522
CGDM5040 | CROMPTON GREAVES | MCCB(DC) | 50A 40KA KF100K | 6250 | 3906
CGDM5140 | CROMPTON GREAVES | MCCB(DC) | 500A 40KA KF600K | 14630 | 9144
CGDM6010 | CROMPTON GREAVES | MCCB(DC) | 60A 10KA KS100S | 2435 | 1522
CGDM6040 | CROMPTON GREAVES | MCCB(DC) | 60A 40KA KF100K | 6250 | 3906
CGDM6140 | CROMPTON GREAVES | MCCB(DC) | 600A 40KA KF600K | 14630 | 9144
CGDM6440 | CROMPTON GREAVES | MCCB(DC) | 630A 40KA KF600K | 14630 | 9144
CGDM7140 | CROMPTON GREAVES | MCCB(DC) | 700A 40KA KF800K | 16850 | 10531
CGDM7510 | CROMPTON GREAVES | MCCB(DC) | 75A 10KA KS100S | 2435 | 1522
CGDM7540 | CROMPTON GREAVES | MCCB(DC) | 75A 40KA KF100K | 6250 | 3906
CGDM8140 | CROMPTON GREAVES | MCCB(DC) | 800A 40KA KF800K | 16850 | 10531
CGMB1010 | CROMPTON GREAVES | MCCB | 10A 10KA KS100R | 2225 | 1391
CGMB1025 | CROMPTON GREAVES | MCCB | 10A 25KA KS100D | 3000 | 1875
CGMB1035 | CROMPTON GREAVES | MCCB | 10A 35KA KF100C | 4700 | 2937
CGMB1050 | CROMPTON GREAVES | MCCB | 10A 50KA KF100K | 5500 | 3437
CGMB1085 | CROMPTON GREAVES | MCCB | 10A 85KA KF100L | 8300 | 5187
CGMB1110 | CROMPTON GREAVES | MCCB | 100A 10KA KS100R | 2225 | 1391
CGMB1125 | CROMPTON GREAVES | MCCB | 100A 25KA KS100D | 3000 | 1875
CGMB1135 | CROMPTON GREAVES | MCCB | 100A 35KA KF100C | 4700 | 2937
CGMB1150 | CROMPTON GREAVES | MCCB | 100A 50KA KF100K | 5500 | 3437
CGMB1185 | CROMPTON GREAVES | MCCB | 100A 85KA KF100L | 8300 | 5187
CGMB1250 | CROMPTON GREAVES | MCCB | 1000A 50KA KF1200K | 42265 | 26415
CGMB1285 | CROMPTON GREAVES | MCCB | 1000A 85KA KF1200H | 50570 | 31605
CGMB1310 | CROMPTON GREAVES | MCCB | 125A 10KA KS150R | 4305 | 2691
CGMB1325 | CROMPTON GREAVES | MCCB | 125A 25KA KS225D | 6500 | 4062
CGMB1335 | CROMPTON GREAVES | MCCB | 125A 35KA KF225C | 8900 | 5562
CGMB1350 | CROMPTON GREAVES | MCCB | 125A 50KA KS250LE | 8000 | 5000
CGMB1385 | CROMPTON GREAVES | MCCB | 125A 85KA KF400LE | 12445 | 7778
CGMB1450 | CROMPTON GREAVES | MCCB | 1200A 50KA KF1200K | 53320 | 33324
CGMB1485 | CROMPTON GREAVES | MCCB | 1200A 85KA KF1200H | 55335 | 34584
CGMB1510 | CROMPTON GREAVES | MCCB | 15A 10KA KS100R | 2225 | 1391
CGMB1525 | CROMPTON GREAVES | MCCB | 15A 25KA KS100D | 3000 | 1875
CGMB1535 | CROMPTON GREAVES | MCCB | 15A 35KA KF100C | 4700 | 2937
CGMB1550 | CROMPTON GREAVES | MCCB | 15A 50KA KF100K | 5500 | 3437
CGMB1585 | CROMPTON GREAVES | MCCB | 15A 85KA KF100L | 8300 | 5187
CGMB1610 | CROMPTON GREAVES | MCCB | 150A 10KA KS150R | 4305 | 2691
CGMB1625 | CROMPTON GREAVES | MCCB | 150A 25KA KS225D | 6500 | 4062
CGMB1635 | CROMPTON GREAVES | MCCB | 150A 35KA KF225C | 8900 | 5562
CGMB1650 | CROMPTON GREAVES | MCCB | 150A 50KA KS250LE | 8000 | 5000
CGMB1685 | CROMPTON GREAVES | MCCB | 150A 85KA KF400LE | 12445 | 7778
CGMB1710 | CROMPTON GREAVES | MCCB | 160A 10KA KS200R | 5700 | 3562
CGMB1725 | CROMPTON GREAVES | MCCB | 160A 25KA KS225D | 6500 | 4062
CGMB1735 | CROMPTON GREAVES | MCCB | 160A 35KA KF225C | 8900 | 5562
CGMB1750 | CROMPTON GREAVES | MCCB | 160A 50KA KS250LE | 8000 | 5000
CGMB1785 | CROMPTON GREAVES | MCCB | 160A 85KA KF400LE | 12445 | 7778
CGMB1810 | CROMPTON GREAVES | MCCB | 175A 10KA KS200R | 5700 | 3562
CGMB1825 | CROMPTON GREAVES | MCCB | 175A 25KA KS225D | 6500 | 4062
CGMB1835 | CROMPTON GREAVES | MCCB | 175A 35KA KF225C | 8900 | 5562
CGMB1850 | CROMPTON GREAVES | MCCB | 175A 50KA KS250LE | 8000 | 5000
CGMB1885 | CROMPTON GREAVES | MCCB | 175A 85KA KF400LE | 13690 | 8556
CGMB2010 | CROMPTON GREAVES | MCCB | 20A 10KA KS100R | 2225 | 1391
CGMB2025 | CROMPTON GREAVES | MCCB | 20A 25KA KS100D | 3000 | 1875
CGMB2035 | CROMPTON GREAVES | MCCB | 20A 35KA KF100C | 4700 | 2937
CGMB2050 | CROMPTON GREAVES | MCCB | 20A 50KA KF100K | 5500 | 3437
CGMB2085 | CROMPTON GREAVES | MCCB | 20A 85KA KF100L | 8300 | 5187
CGMB2110 | CROMPTON GREAVES | MCCB | 200A 10KA KS200R | 5700 | 3562
CGMB2125 | CROMPTON GREAVES | MCCB | 200A 25KA KS225D | 6500 | 4062
CGMB2135 | CROMPTON GREAVES | MCCB | 200A 35KA KF225C | 8900 | 5562
CGMB2150 | CROMPTON GREAVES | MCCB | 200A 50KA KS250LE | 8000 | 5000
CGMB2185 | CROMPTON GREAVES | MCCB | 200A 85KA KF400LE | 13690 | 8556
CGMB2310 | CROMPTON GREAVES | MCCB | OBSLETE PRICE-KS225D | 6500 | 4062
CGMB2325 | CROMPTON GREAVES | MCCB | 225A 25KA KS225D | 6500 | 4062
CGMB2335 | CROMPTON GREAVES | MCCB | 225A 35KA KF225C | 8900 | 5562
CGMB2350 | CROMPTON GREAVES | MCCB | 225A 50KA KF225K | 9000 | 5625
CGMB2385 | CROMPTON GREAVES | MCCB | 225A 85KA KF400LE | 13690 | 8556
CGMB2510 | CROMPTON GREAVES | MCCB | 25A 10KA KS100R | 2225 | 1391
CGMB2525 | CROMPTON GREAVES | MCCB | 25A 25KA KS100D | 3000 | 1875
CGMB2535 | CROMPTON GREAVES | MCCB | 25A 35KA KF100C | 4700 | 2937
CGMB2550 | CROMPTON GREAVES | MCCB | 25A 50KA KF100K | 5500 | 3437
CGMB2585 | CROMPTON GREAVES | MCCB | 25A 85KA KF100L | 8300 | 5187
CGMB2625 | CROMPTON GREAVES | MCCB | 250A 25KA KS250D | 7000 | 4375
CGMB2635 | CROMPTON GREAVES | MCCB | 250A 35KA KF400C | 11900 | 7437
CGMB2650 | CROMPTON GREAVES | MCCB | 250A 50KA KS250LE | 9500 | 5937
CGMB2685 | CROMPTON GREAVES | MCCB | 250A 85KA KF400LE | 15800 | 9875
CGMB3010 | CROMPTON GREAVES | MCCB | 30A 10KA KS100R | 2225 | 1391
CGMB3025 | CROMPTON GREAVES | MCCB | 30A 25KA KS100D | 3000 | 1875
CGMB3035 | CROMPTON GREAVES | MCCB | 30A 35KA KF100C | 4700 | 2937
CGMB3050 | CROMPTON GREAVES | MCCB | 30A 50KA KF100K | 5500 | 3437
CGMB3085 | CROMPTON GREAVES | MCCB | 30A 85KA KF100L | 8300 | 5187
CGMB3135 | CROMPTON GREAVES | MCCB | 300A 35KA KF400C | 12500 | 7812
CGMB3150 | CROMPTON GREAVES | MCCB | 300A 50KA KF400K | 13000 | 8125
CGMB3185 | CROMPTON GREAVES | MCCB | 300A 85KA KF400LE | 15800 | 9875
CGMB3635 | CROMPTON GREAVES | MCCB | 350A 35KA KF400C | 12500 | 7812
CGMB3650 | CROMPTON GREAVES | MCCB | 350A 50KA KF400K | 13000 | 8125
CGMB3685 | CROMPTON GREAVES | MCCB | 350A 85KA KF400LE | 15800 | 9875
CGMB4010 | CROMPTON GREAVES | MCCB | 40A 10KA KS100R | 2225 | 1391
CGMB4025 | CROMPTON GREAVES | MCCB | 40A 25KA KS100D | 3000 | 1875
CGMB4035 | CROMPTON GREAVES | MCCB | 40A 35KA KF100C | 4700 | 2937
CGMB4050 | CROMPTON GREAVES | MCCB | 40A 50KA KF100K | 5500 | 3437
CGMB4085 | CROMPTON GREAVES | MCCB | 40A 85KA KF100L | 8300 | 5187
CGMB4135 | CROMPTON GREAVES | MCCB | 400A 35KA KF400C | 12500 | 7812
CGMB4150 | CROMPTON GREAVES | MCCB | 400A 50KA KF400K | 13000 | 8125
CGMB4185 | CROMPTON GREAVES | MCCB | 400A 85KA KF400LE | 15800 | 9875
CGMB5010 | CROMPTON GREAVES | MCCB | 50A 10KA KS100R | 2225 | 1391
CGMB5025 | CROMPTON GREAVES | MCCB | 50A 25KA KS100D | 3000 | 1875
CGMB5035 | CROMPTON GREAVES | MCCB | 50A 35KA KF100C | 4700 | 2937
CGMB5050 | CROMPTON GREAVES | MCCB | 50A 50KA KF100K | 5500 | 3437
CGMB5085 | CROMPTON GREAVES | MCCB | 50A 85KA KF100L | 8300 | 5187
CGMB5135 | CROMPTON GREAVES | MCCB | 500A 35KA KF600C | 14750 | 9219
CGMB5150 | CROMPTON GREAVES | MCCB | 500A 50KA KF600K | 15200 | 9500
CGMB5185 | CROMPTON GREAVES | MCCB | 500A 85KA KF1200H | 40560 | 25349
CGMB6010 | CROMPTON GREAVES | MCCB | 60A 10KA KS100R | 2225 | 1391
CGMB6025 | CROMPTON GREAVES | MCCB | 60A 25KA KS100D | 3000 | 1875
CGMB6035 | CROMPTON GREAVES | MCCB | 60A 35KA KF100C | 4700 | 2937
CGMB6050 | CROMPTON GREAVES | MCCB | 60A 50KA KF100K | 5500 | 3437
CGMB6085 | CROMPTON GREAVES | MCCB | 60A 85KA KF100L | 8300 | 5187
CGMB6135 | CROMPTON GREAVES | MCCB | 600A 35KA KF600C | 14750 | 9219
CGMB6150 | CROMPTON GREAVES | MCCB | 600A 50KA KF600K | 15200 | 9500
CGMB6185 | CROMPTON GREAVES | MCCB | 600A 85KA KF1200H | 40560 | 25349
CGMB6435 | CROMPTON GREAVES | MCCB | 630A 35KA KF600C | 14750 | 9219
CGMB6450 | CROMPTON GREAVES | MCCB | 630A 50KA KF600K | 15200 | 9500
CGMB7135 | CROMPTON GREAVES | MCCB | 700A 35KA KF800C | 16800 | 10500
CGMB7150 | CROMPTON GREAVES | MCCB | 700A 50KA KF800K | 17200 | 10750
CGMB7185 | CROMPTON GREAVES | MCCB | 700A 85KA KF1200H | 40560 | 25349
CGMB7510 | CROMPTON GREAVES | MCCB | 75A 10KA KS100R | 2225 | 1391
CGMB7525 | CROMPTON GREAVES | MCCB | 75A 25KA KS100D | 3000 | 1875
CGMB7535 | CROMPTON GREAVES | MCCB | 75A 35KA KF100C | 4700 | 2937
CGMB7550 | CROMPTON GREAVES | MCCB | 75A 50KA KF100K | 5500 | 3437
CGMB7585 | CROMPTON GREAVES | MCCB | 75A 85KA KF100L | 8300 | 5187
CGMB8135 | CROMPTON GREAVES | MCCB | 800A 35KA KF800C | 16800 | 10500
CGMB8150 | CROMPTON GREAVES | MCCB | 800A 50KA KF800K | 17200 | 10750
CGMB8185 | CROMPTON GREAVES | MCCB | 800A 85KA KF1200H | 40560 | 25349
CGMXA101 | CROMPTON GREAVES | MCCB ACCESSORIES | AUX.SWITCH+C/O CONTACT(1SET) | 445 | 278
CGMXA102 | CROMPTON GREAVES | MCCB ACCESSORIES | AUX.SWITCH+C/O CONTACT(1SET) | 445 | 278
CGMXA103 | CROMPTON GREAVES | MCCB ACCESSORIES | AUX.SWITCH+C/O CONTACT(1SET) | 445 | 278
CGMXA104 | CROMPTON GREAVES | MCCB ACCESSORIES | AUX.SWITCH+C/O CONTACT(1SET) | 600 | 375
CGMXA105 | CROMPTON GREAVES | MCCB ACCESSORIES | AUX.SWITCH+C/O CONTACT(1SET) | 600 | 375
CGMXA106 | CROMPTON GREAVES | MCCB ACCESSORIES | AUX.SWITCH+C/O CONTACT(1SET) | 765 | 478
CGMXA204 | CROMPTON GREAVES | MCCB ACCESSORIES | AUX.SWITCH+C/O CONTACT(2SET) | 650 | 406
CGMXA205 | CROMPTON GREAVES | MCCB ACCESSORIES | AUX.SWITCH+C/O CONTACT(2SET) | 735 | 459
CGMXA206 | CROMPTON GREAVES | MCCB ACCESSORIES | AUX.SWITCH+C/O CONTACT(2SET) | 925 | 578
CGMXAA04 | CROMPTON GREAVES | MCCB ACCESSORIES | ALARM+AUX.SWITCH | 875 | 547
CGMXAA05 | CROMPTON GREAVES | MCCB ACCESSORIES | ALARM+AUX.SWITCH | 875 | 547
CGMXAA06 | CROMPTON GREAVES | MCCB ACCESSORIES | ALARM+AUX.SWITCH | 1075 | 672
CGMXAL01 | CROMPTON GREAVES | MCCB ACCESSORIES | ALARM SWITCH | 445 | 278
CGMXAL02 | CROMPTON GREAVES | MCCB ACCESSORIES | ALARM SWITCH | 445 | 278
CGMXAL03 | CROMPTON GREAVES | MCCB ACCESSORIES | ALARM SWITCH | 445 | 278
CGMXAL04 | CROMPTON GREAVES | MCCB ACCESSORIES | ALARM SWITCH | 445 | 278
CGMXAL05 | CROMPTON GREAVES | MCCB ACCESSORIES | ALARM SWITCH | 445 | 278
CGMXAL06 | CROMPTON GREAVES | MCCB ACCESSORIES | ALARM SWITCH | 765 | 478
CGMXOH01 | CROMPTON GREAVES | MCCB ACCESSORIES | OPERATING HANDLE | 590 | 369
CGMXOH02 | CROMPTON GREAVES | MCCB ACCESSORIES | OPERATING HANDLE | 590 | 369
CGMXOH03 | CROMPTON GREAVES | MCCB ACCESSORIES | OPERATING HANDLE | 590 | 369
CGMXOH04 | CROMPTON GREAVES | MCCB ACCESSORIES | OPERATING HANDLE | 590 | 369
CGMXOH05 | CROMPTON GREAVES | MCCB ACCESSORIES | OPERATING HANDLE | 875 | 547
CGMXOH06 | CROMPTON GREAVES | MCCB ACCESSORIES | OPERATING HANDLE | 1145 | 716
CGMXST01 | CROMPTON GREAVES | MCCB ACCESSORIES | SHUNT TRIP | 380 | 237
CGMXST02 | CROMPTON GREAVES | MCCB ACCESSORIES | SHUNT TRIP | 780 | 487
CGMXST03 | CROMPTON GREAVES | MCCB ACCESSORIES | SHUNT TRIP | 380 | 237
CGMXST04 | CROMPTON GREAVES | MCCB ACCESSORIES | SHUNT TRIP | 780 | 487
CGMXST05 | CROMPTON GREAVES | MCCB ACCESSORIES | SHUNT TRIP | 780 | 487
CGMXST06 | CROMPTON GREAVES | MCCB ACCESSORIES | SHUNT TRIP | 1250 | 781
CGMXUV01 | CROMPTON GREAVES | MCCB ACCESSORIES | U/V TRIP | 695 | 434
CGMXUV02 | CROMPTON GREAVES | MCCB ACCESSORIES | U/V TRIP | 695 | 434
CGMXUV03 | CROMPTON GREAVES | MCCB ACCESSORIES | U/V TRIP | 695 | 434
CGMXUV04 | CROMPTON GREAVES | MCCB ACCESSORIES | U/V TRIP | 780 | 487
CGMXUV05 | CROMPTON GREAVES | MCCB ACCESSORIES | U/V TRIP | 780 | 487
CGMXUV06 | CROMPTON GREAVES | MCCB ACCESSORIES | U/V TRIP | 2100 | 1312
CGPS0410 | CROMPTON GREAVES | PLUG & SOCKET | 10A 4PIN | 194 | 121
CGPS0413 | CROMPTON GREAVES | PLUG & SOCKET | 125A 4PIN | 4418 | 2761
CGPS0420 | CROMPTON GREAVES | PLUG & SOCKET | 20A 4PIN | 194 | 121
CGPS0430 | CROMPTON GREAVES | PLUG & SOCKET | 30A 4PIN | 338 | 211
CGPS0463 | CROMPTON GREAVES | PLUG & SOCKET | 63A 4PIN | 1705 | 1066
COTS | CONCORD | TEST/SERVICE LIMIT SWITCH |  | 250 | 235
CSAC1231 | CS-TERASAKI | TP ACB | 1000A E/O D/O WITH REL | 74000 | 41466
CSAC1232 | CS-TERASAKI | TP ACB | 1000A E/O D/O W/O REL | 74000 | 41466
CSAC1233 | CS-TERASAKI | TP ACB | 1000A M/O D/O WITH REL | 53200 | 29810
CSAC1234 | CS-TERASAKI | TP ACB | 1000A M/O D/O W/O REL | 53200 | 29810
CSAC1235 | CS-TERASAKI | TP ACB | 1000A E/O FIX WITH REL | 44647 | 25018
CSAC1236 | CS-TERASAKI | TP ACB | 1000A E/O FIX W/O REL | 44647 | 25018
CSAC1237 | CS-TERASAKI | TP ACB | 1000A M/O FIX WITH REL | 33300 | 18659
CSAC1238 | CS-TERASAKI | TP ACB | 1000A M/O FIX W/O REL | 33300 | 18659
CSAC1241 | CS-TERASAKI | 4P ACB | 1000A E/O D/O WITH REL | 90075 | 50473
CSAC1242 | CS-TERASAKI | 4P ACB | 1000A E/O D/O W/O REL | 90075 | 50473
CSAC1243 | CS-TERASAKI | 4P ACB | 1000A M/O D/O WITH REL | 69326 | 38846
CSAC1244 | CS-TERASAKI | 4P ACB | 1000A M/O D/O W/O REL | 69326 | 38846
CSAC1245 | CS-TERASAKI | 4P ACB | 1000A E/O FIX WITH REL | 55075 | 30861
CSAC1246 | CS-TERASAKI | 4P ACB | 1000A E/O FIX W/O REL | 55075 | 30861
CSAC1247 | CS-TERASAKI | 4P ACB | 1000A M/O FIX WITH REL | 39705 | 22248
CSAC1248 | CS-TERASAKI | 4P ACB | 1000A M/O FIX W/O REL | 39705 | 22248
CSAC1431 | CS-TERASAKI | TP ACB | 1250A E/O D/O WITH REL | 82500 | 46228
CSAC1432 | CS-TERASAKI | TP ACB | 1250A E/O D/O W/O REL | 82500 | 46228
CSAC1433 | CS-TERASAKI | TP ACB | 1250A M/O D/O WITH REL | 65800 | 36871
CSAC1434 | CS-TERASAKI | TP ACB | 1250A M/O D/O W/O REL | 65800 | 36871
CSAC1435 | CS-TERASAKI | TP ACB | 1250A E/O FIX WITH REL | 59868 | 33547
CSAC1436 | CS-TERASAKI | TP ACB | 1250A E/O FIX W/O REL | 59868 | 33547
CSAC1437 | CS-TERASAKI | TP ACB | 1250A M/O FIX WITH REL | 47360 | 26538
CSAC1438 | CS-TERASAKI | TP ACB | 1250A M/O FIX W/O REL | 47360 | 26538
CSAC1441 | CS-TERASAKI | 4P ACB | 1250A E/O D/O WITH REL | 100825 | 56497
CSAC1442 | CS-TERASAKI | 4P ACB | 1250A E/O D/O W/O REL | 100825 | 56497
CSAC1443 | CS-TERASAKI | 4P ACB | 1250A M/O D/O WITH REL | 80060 | 44861
CSAC1444 | CS-TERASAKI | 4P ACB | 1250A M/O D/O W/O REL | 80060 | 44861
CSAC1445 | CS-TERASAKI | 4P ACB | 1250A E/O FIX WITH REL | 75015 | 42034
CSAC1446 | CS-TERASAKI | 4P ACB | 1250A E/O FIX W/O REL | 75015 | 42034
CSAC1447 | CS-TERASAKI | 4P ACB | 1250A M/O FIX WITH REL | 57725 | 32346
CSAC1448 | CS-TERASAKI | 4P ACB | 1250A M/O FIX W/O REL | 57725 | 32346
CSAC1831 | CS-TERASAKI | TP ACB | 1600A E/O D/O WITH REL | 88000 | 49310
CSAC1832 | CS-TERASAKI | TP ACB | 1600A E/O D/O W/O REL | 88000 | 49310
CSAC1833 | CS-TERASAKI | TP ACB | 1600A M/O D/O WITH REL | 72500 | 40625
CSAC1834 | CS-TERASAKI | TP ACB | 1600A M/O D/O W/O REL | 72500 | 40625
CSAC1835 | CS-TERASAKI | TP ACB | 1600A E/O FIX WITH REL | 62847 | 35216
CSAC1836 | CS-TERASAKI | TP ACB | 1600A E/O FIX W/O REL | 62847 | 35216
CSAC1837 | CS-TERASAKI | TP ACB | 1600A M/O FIX WITH REL | 49335 | 27645
CSAC1838 | CS-TERASAKI | TP ACB | 1600A M/O FIX W/O REL | 49335 | 27645
CSAC1841 | CS-TERASAKI | 4P ACB | 1600A E/O D/O WITH REL | 108700 | 60909
CSAC1842 | CS-TERASAKI | 4P ACB | 1600A E/O D/O W/O REL | 108700 | 60909
CSAC1843 | CS-TERASAKI | 4P ACB | 1600A M/O D/O WITH REL | 88805 | 49761
CSAC1844 | CS-TERASAKI | 4P ACB | 1600A M/O D/O W/O REL | 88805 | 49761
CSAC1845 | CS-TERASAKI | 4P ACB | 1600A E/O FIX WITH REL | 79145 | 44348
CSAC1846 | CS-TERASAKI | 4P ACB | 1600A E/O FIX W/O REL | 79145 | 44348
CSAC1847 | CS-TERASAKI | 4P ACB | 1600A M/O FIX WITH REL | 60655 | 33988
CSAC1848 | CS-TERASAKI | 4P ACB | 1600A M/O FIX W/O REL | 60655 | 33988
CSAC2231 | CS-TERASAKI | TP ACB | 2000A E/O D/O WITH REL | 94900 | 53177
CSAC2232 | CS-TERASAKI | TP ACB | 2000A E/O D/O W/O REL | 94900 | 53177
CSAC2233 | CS-TERASAKI | TP ACB | 2000A M/O D/O WITH REL | 81500 | 45668
CSAC2234 | CS-TERASAKI | TP ACB | 2000A M/O D/O W/O REL | 81500 | 45668
CSAC2235 | CS-TERASAKI | TP ACB | 2000A E/O FIX WITH REL | 68741 | 38519
CSAC2236 | CS-TERASAKI | TP ACB | 2000A E/O FIX W/O REL | 68741 | 38519
CSAC2237 | CS-TERASAKI | TP ACB | 2000A M/O FIX WITH REL | 56900 | 31884
CSAC2238 | CS-TERASAKI | TP ACB | 2000A M/O FIX W/O REL | 56900 | 31884
CSAC2241 | CS-TERASAKI | 4P ACB | 2000A E/O D/O WITH REL | 118745 | 66538
CSAC2242 | CS-TERASAKI | 4P ACB | 2000A E/O D/O W/O REL | 118745 | 66538
CSAC2243 | CS-TERASAKI | 4P ACB | 2000A M/O D/O WITH REL | 101275 | 56749
CSAC2244 | CS-TERASAKI | 4P ACB | 2000A M/O D/O W/O REL | 101275 | 56749
CSAC2245 | CS-TERASAKI | 4P ACB | 2000A E/O FIX WITH REL | 83296 | 46674
CSAC2246 | CS-TERASAKI | 4P ACB | 2000A E/O FIX W/O REL | 83296 | 46674
CSAC2247 | CS-TERASAKI | 4P ACB | 2000A M/O FIX WITH REL | 67895 | 38045
CSAC2248 | CS-TERASAKI | 4P ACB | 2000A M/O FIX W/O REL | 67895 | 38045
CSAC2731 | CS-TERASAKI | TP ACB | 2500A E/O D/O WITH REL | 107000 | 59957
CSAC2732 | CS-TERASAKI | TP ACB | 2500A E/O D/O W/O REL | 107000 | 59957
CSAC2733 | CS-TERASAKI | TP ACB | 2500A M/O D/O WITH REL | 96300 | 53961
CSAC2734 | CS-TERASAKI | TP ACB | 2500A M/O D/O W/O REL | 96300 | 53961
CSAC2735 | CS-TERASAKI | TP ACB | 2500A E/O FIX WITH REL | 73510 | 41191
CSAC2736 | CS-TERASAKI | TP ACB | 2500A E/O FIX W/O REL | 73510 | 41191
CSAC2737 | CS-TERASAKI | TP ACB | 2500A M/O FIX WITH REL | 63300 | 35470
CSAC2738 | CS-TERASAKI | TP ACB | 2500A M/O FIX W/O REL | 63300 | 35470
CSAC2741 | CS-TERASAKI | 4P ACB | 2500A E/O D/O WITH REL | 133625 | 74876
CSAC2742 | CS-TERASAKI | 4P ACB | 2500A E/O D/O W/O REL | 133625 | 74876
CSAC2743 | CS-TERASAKI | 4P ACB | 2500A M/O D/O WITH REL | 120120 | 67309
CSAC2744 | CS-TERASAKI | 4P ACB | 2500A M/O D/O W/O REL | 120120 | 67309
CSAC2745 | CS-TERASAKI | 4P ACB | 2500A E/O FIX WITH REL | 89095 | 49924
CSAC2746 | CS-TERASAKI | 4P ACB | 2500A E/O FIX W/O REL | 89095 | 49924
CSAC2747 | CS-TERASAKI | 4P ACB | 2500A M/O FIX WITH REL | 75755 | 42449
CSAC2748 | CS-TERASAKI | 4P ACB | 2500A M/O FIX W/O REL | 75755 | 42449
CSAC3431 | CS-TERASAKI | TP ACB | 3200A E/O D/O WITH REL | 141700 | 79401
CSAC3432 | CS-TERASAKI | TP ACB | 3200A E/O D/O W/O REL | 141700 | 79401
CSAC3433 | CS-TERASAKI | TP ACB | 3200A M/O D/O WITH REL | 130000 | 72845
CSAC3434 | CS-TERASAKI | TP ACB | 3200A M/O D/O W/O REL | 130000 | 72845
CSAC3435 | CS-TERASAKI | TP ACB | 3200A E/O FIX WITH REL | 124100 | 69539
CSAC3436 | CS-TERASAKI | TP ACB | 3200A E/O FIX W/O REL | 124100 | 69539
CSAC3437 | CS-TERASAKI | TP ACB | 3200A M/O FIX WITH REL | 109000 | 61078
CSAC3438 | CS-TERASAKI | TP ACB | 3200A M/O FIX W/O REL | 109000 | 61078
CSAC3441 | CS-TERASAKI | 4P ACB | 3200A E/O D/O WITH REL | 179046 | 100328
CSAC3442 | CS-TERASAKI | 4P ACB | 3200A E/O D/O W/O REL | 179046 | 100328
CSAC3443 | CS-TERASAKI | 4P ACB | 3200A M/O D/O WITH REL | 163890 | 91835
CSAC3444 | CS-TERASAKI | 4P ACB | 3200A M/O D/O W/O REL | 163890 | 91835
CSAC3445 | CS-TERASAKI | 4P ACB | 3200A E/O FIX WITH REL | 154340 | 86484
CSAC3446 | CS-TERASAKI | 4P ACB | 3200A E/O FIX W/O REL | 154340 | 86484
CSAC3447 | CS-TERASAKI | 4P ACB | 3200A M/O FIX WITH REL | 135220 | 75770
CSAC3448 | CS-TERASAKI | 4P ACB | 3200A M/O FIX W/O REL | 135220 | 75770
CSAC4231 | CS-TERASAKI | TP ACB | 4000A E/O D/O WITH REL | 187000 | 104784
CSAC4232 | CS-TERASAKI | TP ACB | 4000A E/O D/O W/O REL | 187000 | 104784
CSAC4233 | CS-TERASAKI | TP ACB | 4000A M/O D/O WITH REL | 168000 | 94138
CSAC4234 | CS-TERASAKI | TP ACB | 4000A M/O D/O W/O REL | 168000 | 94138
CSAC4235 | CS-TERASAKI | TP ACB | 4000A E/O FIX WITH REL | 157500 | 88254
CSAC4236 | CS-TERASAKI | TP ACB | 4000A E/O FIX W/O REL | 157500 | 88254
CSAC4237 | CS-TERASAKI | TP ACB | 4000A M/O FIX WITH REL | 140300 | 78616
CSAC4238 | CS-TERASAKI | TP ACB | 4000A M/O FIX W/O REL | 140300 | 78616
CSAC4241 | CS-TERASAKI | 4P ACB | 4000A E/O D/O WITH REL | 237710 | 133200
CSAC4242 | CS-TERASAKI | 4P ACB | 4000A E/O D/O W/O REL | 237710 | 133200
CSAC4243 | CS-TERASAKI | 4P ACB | 4000A M/O D/O WITH REL | 212940 | 119320
CSAC4244 | CS-TERASAKI | 4P ACB | 4000A M/O D/O W/O REL | 212940 | 119320
CSAC4245 | CS-TERASAKI | 4P ACB | 4000A E/O FIX WITH REL | 196875 | 110318
CSAC4246 | CS-TERASAKI | 4P ACB | 4000A E/O FIX W/O REL | 196875 | 110318
CSAC4247 | CS-TERASAKI | 4P ACB | 4000A M/O FIX WITH REL | 174605 | 97839
CSAC4248 | CS-TERASAKI | 4P ACB | 4000A M/O FIX W/O REL | 174605 | 97839
CSAC6431 | CS-TERASAKI | TP ACB | 630A E/O D/O WITH REL | 70490 | 39499
CSAC6432 | CS-TERASAKI | TP ACB | 630A E/O D/O W/O REL | 70490 | 39499
CSAC6433 | CS-TERASAKI | TP ACB | 630A M/O D/O WITH REL | 50700 | 28409
CSAC6434 | CS-TERASAKI | TP ACB | 630A M/O D/O W/O REL | 50700 | 28409
CSAC6435 | CS-TERASAKI | TP ACB | 630A E/O FIX WITH REL | 41308 | 23147
CSAC6436 | CS-TERASAKI | TP ACB | 630A E/O FIX W/O REL | 41308 | 23147
CSAC6437 | CS-TERASAKI | TP ACB | 630A M/O FIX WITH REL | 29900 | 16754
CSAC6438 | CS-TERASAKI | TP ACB | 630A M/O FIX W/O REL | 29900 | 16754
CSAC6441 | CS-TERASAKI | 4P ACB | 630A E/O D/O WITH REL | 86565 | 48506
CSAC6442 | CS-TERASAKI | 4P ACB | 630A E/O D/O W/O REL | 86565 | 48506
CSAC6443 | CS-TERASAKI | 4P ACB | 630A M/O D/O WITH REL | 61440 | 34428
CSAC6444 | CS-TERASAKI | 4P ACB | 630A M/O D/O W/O REL | 61440 | 34428
CSAC6445 | CS-TERASAKI | 4P ACB | 630A E/O FIX WITH REL | 50635 | 28373
CSAC6446 | CS-TERASAKI | 4P ACB | 630A E/O FIX W/O REL | 50635 | 28373
CSAC6447 | CS-TERASAKI | 4P ACB | 630A M/O FIX WITH REL | 35045 | 19637
CSAC6448 | CS-TERASAKI | 4P ACB | 630A M/O FIX W/O REL | 35045 | 19637
CSAC8131 | CS-TERASAKI | TP ACB | 800A E/O D/O WITH REL | 70998 | 39783
CSAC8132 | CS-TERASAKI | TP ACB | 800A E/O D/O W/O REL | 70998 | 39783
CSAC8133 | CS-TERASAKI | TP ACB | 800A M/O D/O WITH REL | 52011 | 29144
CSAC8134 | CS-TERASAKI | TP ACB | 800A M/O D/O W/O REL | 52011 | 29144
CSAC8135 | CS-TERASAKI | TP ACB | 800A E/O FIX WITH REL | 42559 | 23848
CSAC8136 | CS-TERASAKI | TP ACB | 800A E/O FIX W/O REL | 42559 | 23848
CSAC8137 | CS-TERASAKI | TP ACB | 800A M/O FIX WITH REL | 31000 | 17371
CSAC8138 | CS-TERASAKI | TP ACB | 800A M/O FIX W/O REL | 31000 | 17371
CSAC8141 | CS-TERASAKI | 4P ACB | 800A E/O D/O WITH REL | 87420 | 48985
CSAC8142 | CS-TERASAKI | 4P ACB | 800A E/O D/O W/O REL | 87420 | 48985
CSAC8143 | CS-TERASAKI | 4P ACB | 800A M/O D/O WITH REL | 63131 | 35375
CSAC8144 | CS-TERASAKI | 4P ACB | 800A M/O D/O W/O REL | 63131 | 35375
CSAC8145 | CS-TERASAKI | 4P ACB | 800A E/O FIX WITH REL | 52380 | 29351
CSAC8146 | CS-TERASAKI | 4P ACB | 800A E/O FIX W/O REL | 52380 | 29351
CSAC8147 | CS-TERASAKI | 4P ACB | 800A M/O FIX WITH REL | 36365 | 20377
CSAC8148 | CS-TERASAKI | 4P ACB | 800A M/O FIX W/O REL | 36365 | 20377
CSAU | CS-STROMBERG | AUXILIARY SWITCH 1NO+1NC | 1NO+1NC | 215 | 120
CSAU22 | CS-STROMBERG | AUXILIARY SWITCH 2NO+2NC | 2NO+2NC | 400 | 224
CSAXAS55 | CS-TERASAKI | ACB ACCESSORIES | AUX.SWITCH 5NO+5NC | 625 | 350
CSAXAS77 | CS-TERASAKI | ACB ACCESSORIES | AUX.SWITCH 7NO+7NC | 1125 | 630
CSAXC112 | CS-TERASAKI | ACB ACCESSORIES | 1000A CT NEUTRAL | 860 | 482
CSAXC114 | CS-TERASAKI | ACB ACCESSORIES | 1250A CT NEUTRAL | 860 | 482
CSAXC118 | CS-TERASAKI | ACB ACCESSORIES | 1600A CT NEUTRAL | 860 | 482
CSAXC122 | CS-TERASAKI | ACB ACCESSORIES | 2000A CT NEUTRAL | 1000 | 560
CSAXC127 | CS-TERASAKI | ACB ACCESSORIES | 2500A CT NEUTRAL | 1400 | 784
CSAXC134 | CS-TERASAKI | ACB ACCESSORIES | 3200A CT NEUTRAL | 1500 | 841
CSAXC141 | CS-TERASAKI | ACB ACCESSORIES | 400A CT NEUTRAL | 860 | 482
CSAXC142 | CS-TERASAKI | ACB ACCESSORIES | 4000A CT NEUTRAL | 2300 | 1289
CSAXC164 | CS-TERASAKI | ACB ACCESSORIES | 630A CT NEUTRAL | 860 | 482
CSAXC181 | CS-TERASAKI | ACB ACCESSORIES | 800A CT NEUTRAL | 860 | 482
CSAXC312 | CS-TERASAKI | ACB ACCESSORIES | 1000A CT THREE PHASE | 1600 | 897
CSAXC314 | CS-TERASAKI | ACB ACCESSORIES | 1250A CT THREE PHASE | 1600 | 897
CSAXC318 | CS-TERASAKI | ACB ACCESSORIES | 1600A CT THREE PHASE | 1600 | 897
CSAXC341 | CS-TERASAKI | ACB ACCESSORIES | 400A CT THREE PHASE | 1600 | 897
CSAXC364 | CS-TERASAKI | ACB ACCESSORIES | 630A CT THREE PHASE | 1600 | 897
CSAXC381 | CS-TERASAKI | ACB ACCESSORIES | 800A CT THREE PHASE | 1600 | 897
CSAXCK | CS-TERASAKI | ACB ACCESSORIES | CASTLE KEY AK1 | 610 | 342
CSAXCR | CS-TERASAKI | ACB ACCESSORIES | CLOSING TRIP AVH-C | 775 | 434
CSAXCS12 | AL STUBS | AL STUBS | 1000 A AL STUBS | 2251 | 1261
CSAXCS14 | AL STUBS | AL STUBS | 1250 A/1600 A AL STUBS | 2967 | 1663
CSAXCS18 | AL STUBS | AL STUBS | 1600 A AL STUBS | 4400 | 2466
CSAXCS22 | AL STUBS | AL STUBS | 2000 A AL STUBS | 4963 | 2781
CSAXCS27 | AL STUBS | AL STUBS | 2500 A AL STUBS | 5475 | 3068
CSAXCS34 | AL STUBS | AL STUBS | 3200 A AL STUBS | 16115 | 9030
CSAXCS42 | AL STUBS | AL STUBS | 4000 A AL STUBS | 16115 | 9030
CSAXCS64 | AL STUBS | AL STUBS | 630 A AL STUBS | 1484 | 832
CSAXCS81 | AL STUBS | AL STUBS | 800 A AL STUBS | 1484 | 832
CSAXISOA | CS-TERASAKI | ACB ACCESSORIES | IND.SWITCH OCR ALARM | 225 | 126
CSAXISPI | CS-TERASAKI | ACB ACCESSORIES | POSITION IND. SWITCH | 950 | 532
CSAXISSC | CS-TERASAKI | ACB ACCESSORIES | SPRING CHARGE IND.SWIT | 330 | 185
CSAXISTI | CS-TERASAKI | ACB ACCESSORIES | TRIP IND.SWITCH | 220 | 123
CSAXOC | CS-TERASAKI | ACB ACCESSORIES | OPERATION COUNTER ASC | 850 | 476
CSAXREEF | CS-TERASAKI | ACB ACCESSORIES | O/L,S/C&E/F-AOJ-1LC-G | 4000 | 2241
CSAXREOS | CS-TERASAKI | ACB ACCESSORIES | O/L&S/C AOJ-1LC | 4000 | 2241
CSAXRS | CS-TERASAKI | ACB ACCESSORIES | SHUNT TRIP AVH-S | 775 | 434
CSAXS318 | CS-TERASAKI | ACB ACCESSORIES | UPTO 1600A SHUTTER TP | 750 | 420
CSAXS327 | CS-TERASAKI | ACB ACCESSORIES | 2000,2500A SHUTTER TP | 950 | 532
CSAXS334 | CS-TERASAKI | ACB ACCESSORIES | 3200A SHUTTER TP | 1250 | 700
CSAXS342 | CS-TERASAKI | ACB ACCESSORIES | 4000A SHUTTER TP | 1550 | 869
CSAXS418 | CS-TERASAKI | ACB ACCESSORIES | UPTO 1600A SHUTTER 4P | 1000 | 560
CSAXS427 | CS-TERASAKI | ACB ACCESSORIES | 2000,2500A SHUTTER 4P | 1200 | 672
CSAXS434 | CS-TERASAKI | ACB ACCESSORIES | 3200A SHUTTER 4P | 1590 | 891
CSAXS442 | CS-TERASAKI | ACB ACCESSORIES | 4000A SHUTTER 4P | 2000 | 1121
CSAXUV | CS-TERASAKI | ACB ACCESSORIES | U/V RELEASE AUH-116,220 | 850 | 476
CSCK | CSC | CASTLE KEY |  | 200 | 112
CSCT12 | CONTROLS & SWITCHGEAR CO. | CONTROL TERMINAL | 1/2M | 1250 | 1250
CSCT13 | CONTROLS & SWITCHGEAR CO. | CONTROL TERMINAL | 1/3M | 750 | 750
CSCT14 | CONTROLS & SWITCHGEAR CO. | CONTROL TERMINAL | 1/4M | 500 | 500
CSCT16 | CONTROLS & SWITCHGEAR CO. | CONTROL TERMINAL | 1/6M | 250 | 250
CSCT38 | CONTROLS & SWITCHGEAR CO. | CONTROL TERMINAL | 3/8M | 875 | 875
CSFB11IS | CONTROLS & SWITCHGEAR CO. | HRC FUSE BASE | 100 A CDFB00-1(EE-ISG TYPE) | 118 | 66
CSFB20NS | CONTROLS & SWITCHGEAR CO. | HRC FUSE BASE | 20 A CNS20H(EE-NSH TYPE) | 53 | 30
CSFB26IS | CONTROLS & SWITCHGEAR CO. | HRC FUSE BASE | 250 A CDFB 1-1(EE-ISG TYPE) | 260 | 146
CSFB32SM | CONTROLS & SWITCHGEAR CO. | HRC FUSE BASE | 32 A CSM32H(EE-SM TYPE) | 95 | 53
CSFB41IS | CONTROLS & SWITCHGEAR CO. | HRC FUSE BASE | 400 A CDFB 2-1(EE-ISG TYPE) | 380 | 213
CSFB63SM | CONTROLS & SWITCHGEAR CO. | HRC FUSE BASE | 63 A CSM63H(EE-SM TYPE) | 118 | 66
CSFB64IS | CONTROLS & SWITCHGEAR CO. | HRC FUSE BASE | 630 A CDFB 3-1(EE-ISG TYPE) | 445 | 249
CSFL02NS | CONTROLS & SWITCHGEAR CO. | HRC FUSE | 2 A CNS(EE-NS TYPE) | 18 | 10
CSFL04NS | CONTROLS & SWITCHGEAR CO. | HRC FUSE | 4 A CNS(EE-NS TYPE) | 18 | 10
CSFL04TA | CONTROLS & SWITCHGEAR CO. | HRC FUSE | 4 A CTIA(EE-TIA TYPE) | 33 | 18
CSFL06NS | CONTROLS & SWITCHGEAR CO. | HRC FUSE | 6 A CNS(EE-NS TYPE) | 18 | 10
CSFL06TA | CONTROLS & SWITCHGEAR CO. | HRC FUSE | 6 A CTIA(EE-TIA TYPE) | 33 | 18
CSFL06VB | CONTROLS & SWITCHGEAR CO. | HRC FUSE | 6 A OFAA 00H(EE-VSB TYPE) | 118 | 66
CSFL08NS | CONTROLS & SWITCHGEAR CO. | HRC FUSE | 8 A CNS(EE-NS TYPE) | 18 | 10
CSFL10NS | CONTROLS & SWITCHGEAR CO. | HRC FUSE | 10 A CNS(EE-NS TYPE) | 18 | 10
CSFL10TA | CONTROLS & SWITCHGEAR CO. | HRC FUSE | 10 A CTIA(EE-TIA TYPE) | 33 | 18
CSFL10VB | CONTROLS & SWITCHGEAR CO. | HRC FUSE | 10 A OFAA 00H(EE-VSB TYPE) | 118 | 66
CSFL11VB | CONTROLS & SWITCHGEAR CO. | HRC FUSE | 100 A OFAA 00H(EE-VSB TYPE) | 135 | 76
CSFL11VF | CONTROLS & SWITCHGEAR CO. | HRC FUSE | 100 A CDFL 1(EE-VSF TYPE) | 194 | 109
CSFL11VK | CONTROLS & SWITCHGEAR CO. | HRC FUSE | 100 A CDFL 2(EE-VSK TYPE) | 306 | 171
CSFL12NS | CONTROLS & SWITCHGEAR CO. | HRC FUSE | 12 A CNS(EE-NS TYPE) | 18 | 10
CSFL13VB | CONTROLS & SWITCHGEAR CO. | HRC FUSE | 125 A OFAA 00H(EE-VSB TYPE) | 150 | 84
CSFL13VF | CONTROLS & SWITCHGEAR CO. | HRC FUSE | 125 A CDFL 1(EE-VSF TYPE) | 194 | 109
CSFL13VK | CONTROLS & SWITCHGEAR CO. | HRC FUSE | 125 A CDFL 2(EE-VSK TYPE) | 306 | 171
CSFL16NS | CONTROLS & SWITCHGEAR CO. | HRC FUSE | 16 A CNS(EE-NS TYPE) | 18 | 10
CSFL16TA | CONTROLS & SWITCHGEAR CO. | HRC FUSE | 16 A CTIA(EE-TIA TYPE) | 33 | 18
CSFL16VB | CONTROLS & SWITCHGEAR CO. | HRC FUSE | 16 A OFAA 00H(EE-VSB TYPE) | 118 | 66
CSFL17VB | CONTROLS & SWITCHGEAR CO. | HRC FUSE | 160 A OFAA 00H(EE-VSB TYPE) | 150 | 84
CSFL17VF | CONTROLS & SWITCHGEAR CO. | HRC FUSE | 160 A CDFL 1(EE-VSF TYPE) | 206 | 115
CSFL17VK | CONTROLS & SWITCHGEAR CO. | HRC FUSE | 160 A CDFL 2(EE-VSK TYPE) | 306 | 171
CSFL20NS | CONTROLS & SWITCHGEAR CO. | HRC FUSE | 20 A CNS(EE-NS TYPE) | 22 | 12
CSFL20TA | CONTROLS & SWITCHGEAR CO. | HRC FUSE | 20 A CTIA(EE-TIA TYPE) | 33 | 18
CSFL20VB | CONTROLS & SWITCHGEAR CO. | HRC FUSE | 20 A OFAA 00H(EE-VSB TYPE) | 118 | 66
CSFL21VF | CONTROLS & SWITCHGEAR CO. | HRC FUSE | 200 A CDFL 1(EE-VSF TYPE) | 206 | 115
CSFL21VK | CONTROLS & SWITCHGEAR CO. | HRC FUSE | 200 A CDFL 2(EE-VSK TYPE) | 306 | 171
CSFL25NS | CONTROLS & SWITCHGEAR CO. | HRC FUSE | 25 A CNS(EE-NS TYPE) | 22 | 12
CSFL25TA | CONTROLS & SWITCHGEAR CO. | HRC FUSE | 25 A CTIA(EE-TIA TYPE) | 33 | 18
CSFL25VB | CONTROLS & SWITCHGEAR CO. | HRC FUSE | 25 A OFAA 00H(EE-VSB TYPE) | 118 | 66
CSFL26VF | CONTROLS & SWITCHGEAR CO. | HRC FUSE | 250 A CDFL 1(EE-VSF TYPE) | 238 | 133
CSFL26VK | CONTROLS & SWITCHGEAR CO. | HRC FUSE | 250 A CDFL 2(EE-VSK TYPE) | 306 | 171
CSFL32NS | CONTROLS & SWITCHGEAR CO. | HRC FUSE | 32 A CNS(EE-NS TYPE) | 22 | 12
CSFL32TA | CONTROLS & SWITCHGEAR CO. | HRC FUSE | 32 A CTIA(EE-TIA TYPE) | 33 | 18
CSFL32TS | CONTROLS & SWITCHGEAR CO. | HRC FUSE | 32 A CTIS(EE-TIS TYPE) | 53 | 30
CSFL32VB | CONTROLS & SWITCHGEAR CO. | HRC FUSE | 32 A OFAA 00H(EE-VSB TYPE) | 118 | 66
CSFL32VF | CONTROLS & SWITCHGEAR CO. | HRC FUSE | 32 A CDFL 1(EE-VSF TYPE) | 194 | 109
CSFL33VK | CONTROLS & SWITCHGEAR CO. | HRC FUSE | 315 A CDFL 2(EE-VSK TYPE) | 306 | 171
CSFL33VT | CONTROLS & SWITCHGEAR CO. | HRC FUSE | 315 A CDFL 3(EE-VST TYPE) | 405 | 227
CSFL35TS | CONTROLS & SWITCHGEAR CO. | HRC FUSE | 35 A CTIS(EE-TIS TYPE) | 53 | 30
CSFL35VB | CONTROLS & SWITCHGEAR CO. | HRC FUSE | 35 A OFAA 00H(EE-VSB TYPE) | 118 | 66
CSFL35VF | CONTROLS & SWITCHGEAR CO. | HRC FUSE | 35 A CDFL 1(EE-VSF TYPE) | 194 | 109
CSFL40TS | CONTROLS & SWITCHGEAR CO. | HRC FUSE | 40 A CTIS(EE-TIS TYPE) | 53 | 30
CSFL41VK | CONTROLS & SWITCHGEAR CO. | HRC FUSE | 400 A CDFL 2(EE-VSK TYPE) | 334 | 187
CSFL41VT | CONTROLS & SWITCHGEAR CO. | HRC FUSE | 400 A CDFL 3(EE-VST TYPE) | 419 | 235
CSFL50TS | CONTROLS & SWITCHGEAR CO. | HRC FUSE | 50 A CTIS(EE-TIS TYPE) | 53 | 30
CSFL50VB | CONTROLS & SWITCHGEAR CO. | HRC FUSE | 50 A OFAA 00H(EE-VSB TYPE) | 118 | 66
CSFL50VF | CONTROLS & SWITCHGEAR CO. | HRC FUSE | 50 A CDFL 1(EE-VSF TYPE) | 194 | 109
CSFL51VT | CONTROLS & SWITCHGEAR CO. | HRC FUSE | 500 A CDFL 3(EE-VST TYPE) | 450 | 252
CSFL63TS | CONTROLS & SWITCHGEAR CO. | HRC FUSE | 63 A CTIS(EE-TIS TYPE) | 53 | 30
CSFL63VB | CONTROLS & SWITCHGEAR CO. | HRC FUSE | 63 A OFAA 00H(EE-VSB TYPE) | 118 | 66
CSFL63VF | CONTROLS & SWITCHGEAR CO. | HRC FUSE | 63 A CDFL 1(EE-VSF TYPE) | 194 | 109
CSFL64VT | CONTROLS & SWITCHGEAR CO. | HRC FUSE | 630 A CDFL 3(EE-VST TYPE) | 482 | 270
CSFL68TL | CONTROLS & SWITCHGEAR CO. | HRC FUSE | 670 A CTLM(EE-TLM TYPE) | 940 | 527
CSFL72TL | CONTROLS & SWITCHGEAR CO. | HRC FUSE | 710 A CTLM(EE-TLM TYPE) | 940 | 527
CSFL76TL | CONTROLS & SWITCHGEAR CO. | HRC FUSE | 750 A CTLM(EE-TLM TYPE) | 965 | 541
CSFL80VB | CONTROLS & SWITCHGEAR CO. | HRC FUSE | 80 A OFAA 00H(EE-VSB TYPE) | 135 | 76
CSFL80VF | CONTROLS & SWITCHGEAR CO. | HRC FUSE | 80 A CDFL 1(EE-VSF TYPE) | 194 | 109
CSFL81TL | CONTROLS & SWITCHGEAR CO. | HRC FUSE | 800 A CTLM(EE-TLM TYPE) | 965 | 541
CSIL00SR | CONTROLS & SWITCHGEAR CO. | INDICATING LAMP | SERIES RESISTOR TYPE | 110 | 77
CSIL00TF | CONTROLS & SWITCHGEAR CO. | INDICATING LAMP | TRANSFORMER TYPE | 210 | 147
CSNL20 | CONTROLS & SWITCHGEAR CO. | NEUTRAL LINK | 20A | 40 | 40
CSSF1302 | CS-STROMBERG | SWITCH FUSE | 125A TPN | 2600 | 1457
CSSF1303 | CS-STROMBERG | SWITCH FUSE | 125A 4 POLE | 3500 | 1961
CSSF1304 | CS-STROMBERG | SWITCH FUSE | 125A C/O SWITCH | 6300 | 3530
CSSF2602 | CS-STROMBERG | SWITCH FUSE | 250A TPN | 5000 | 2802
CSSF2603 | CS-STROMBERG | SWITCH FUSE | 250A 4 POLE | 5600 | 3138
CSSF2604 | CS-STROMBERG | SWITCH FUSE | 250A C/O SWITCH | 11500 | 6444
CSSF3202 | CS-STROMBERG | SWITCH FUSE | 32A TPN | 850 | 476
CSSF3203 | CS-STROMBERG | SWITCH FUSE | 32A 4 POLE | 1400 | 784
CSSF3204 | CS-STROMBERG | SWITCH FUSE | 32A C/O SWITCH | 3100 | 1737
CSSF4102 | CS-STROMBERG | SWITCH FUSE | 400A TPN | 7000 | 3922
CSSF4103 | CS-STROMBERG | SWITCH FUSE | 400A 4 POLE | 7800 | 4371
CSSF4104 | CS-STROMBERG | SWITCH FUSE | 400A C/O SWITCH | 17500 | 9806
CSSF6302 | CS-STROMBERG | SWITCH FUSE | 63A TPN | 1200 | 672
CSSF6303 | CS-STROMBERG | SWITCH FUSE | 63A 4 POLE | 1550 | 869
CSSF6304 | CS-STROMBERG | SWITCH FUSE | 63A C/O SWITCH | 3600 | 2017
CSSF6402 | CS-STROMBERG | SWITCH FUSE | 630A TPN | 11000 | 6164
CSSF6403 | CS-STROMBERG | SWITCH FUSE | 630A 4 POLE | 11600 | 6500
CSSF6404 | CS-STROMBERG | SWITCH FUSE | 630A C/O SWITCH | 26000 | 14569
CSSF8102 | CS-STROMBERG | SWITCH FUSE | 800A TPN | 13000 | 7284
CSSF8103 | CS-STROMBERG | SWITCH FUSE | 800A 4 POLE | 14000 | 7845
CSSF8104 | CS-STROMBERG | SWITCH FUSE | 800A C/O SWITCH | 30000 | 16810
CSSL13 | CONTROLS & SWITCHGEAR CO. | NEUTRAL LINK FOR SWITCH | 125A | 225 | 126
CSSL41 | CONTROLS & SWITCHGEAR CO. | NEUTRAL LINK FOR SWITCH | 200-400A | 365 | 205
CSSL63 | CONTROLS & SWITCHGEAR CO. | NEUTRAL LINK FOR SWITCH | 32-63A | 157 | 88
CSSL81 | CONTROLS & SWITCHGEAR CO. | NEUTRAL LINK FOR SWITCH | 630-800A | 376 | 211
CSSW1201 | CS-STROMBERG | SWITCH | 1000A TP | 16000 | 8966
CSSW1203 | CS-STROMBERG | SWITCH | 1000A 4 POLE | 18500 | 10366
CSSW1204 | CS-STROMBERG | SWITCH | 1000A C/O SWITCH | 37800 | 21181
CSSW1301 | CS-STROMBERG | SWITCH | 125A TP | 1700 | 953
CSSW1303 | CS-STROMBERG | SWITCH | 125A 4 POLE | 2100 | 1177
CSSW1304 | CS-STROMBERG | SWITCH | 125A C/O SWITCH | 4800 | 2690
CSSW1401 | CS-STROMBERG | SWITCH | 1250A TP | 20000 | 11207
CSSW1403 | CS-STROMBERG | SWITCH | 1250A 4 POLE | 25000 | 14009
CSSW1404 | CS-STROMBERG | SWITCH | 1250A C/O SWITCH | 45500 | 25496
CSSW1801 | CS-STROMBERG | SWITCH | 1600A TP | 22500 | 12608
CSSW1803 | CS-STROMBERG | SWITCH | 1600A 4 POLE | 25500 | 14289
CSSW1804 | CS-STROMBERG | SWITCH | 1600A C/O SWITCH | 60000 | 33621
CSSW2001 | CS-STROMBERG | SWITCH | 1800A TP | 35000 | 19612
CSSW2003 | CS-STROMBERG | SWITCH | 1800A 4 POLE | 40000 | 22414
CSSW2004 | CS-STROMBERG | SWITCH | 1800A C/O SWITCH | 77000 | 43147
CSSW2101 | CS-STROMBERG | SWITCH | 200A TP | 4100 | 2297
CSSW2103 | CS-STROMBERG | SWITCH | 200A 4 POLE | 5000 | 2802
CSSW2104 | CS-STROMBERG | SWITCH | 200A C/O SWITCH | 6200 | 3474
CSSW2501 | CS-STROMBERG | SWITCH | 25A TP | 480 | 269
CSSW2503 | CS-STROMBERG | SWITCH | 25A 4P | 600 | 336
CSSW2504 | CS-STROMBERG | SWITCH | 25A C/O SWITCH | 2200 | 1233
CSSW2601 | CS-STROMBERG | SWITCH | 250A TP | 4300 | 2409
CSSW2603 | CS-STROMBERG | SWITCH | 250A 4 POLE | 5200 | 2914
CSSW2604 | CS-STROMBERG | SWITCH | 250A C/O SWITCH | 8900 | 4987
CSSW2701 | CS-STROMBERG | SWITCH | 2500A TP | 46070 | 25815
CSSW2703 | CS-STROMBERG | SWITCH | 2500A 4 POLE | 49000 | 27457
CSSW2704 | CS-STROMBERG | SWITCH | 2500A C/O SWITCH | 110000 | 61638
CSSW3301 | CS-STROMBERG | SWITCH | 3150A TP | 60000 | 33621
CSSW3303 | CS-STROMBERG | SWITCH | 3150A 4 POLE | 63000 | 35302
CSSW3304 | CS-STROMBERG | SWITCH | 3150A C/O SWITCH | 150000 | 84052
CSSW4001 | CS-STROMBERG | SWITCH | 40A TP | 500 | 280
CSSW4003 | CS-STROMBERG | SWITCH | 40A 4P | 700 | 392
CSSW4004 | CS-STROMBERG | SWITCH | 40A C/O SWITCH | 2300 | 1289
CSSW4101 | CS-STROMBERG | SWITCH | 400A TP | 6500 | 3642
CSSW4103 | CS-STROMBERG | SWITCH | 400A 4 POLE | 7500 | 4203
CSSW4104 | CS-STROMBERG | SWITCH | 400A C/O SWITCH | 13400 | 7509
CSSW6301 | CS-STROMBERG | SWITCH | 63A TP | 600 | 336
CSSW6303 | CS-STROMBERG | SWITCH | 63A 4 POLE | 950 | 532
CSSW6304 | CS-STROMBERG | SWITCH | 63A C/O SWITCH | 2400 | 1345
CSSW6401 | CS-STROMBERG | SWITCH | 630A TP | 7000 | 3922
CSSW6403 | CS-STROMBERG | SWITCH | 630A 4 POLE | 8500 | 4763
CSSW6404 | CS-STROMBERG | SWITCH | 630A C/O SWITCH | 15000 | 8405
CSSW8101 | CS-STROMBERG | SWITCH | 800A TP | 10000 | 5603
CSSW8103 | CS-STROMBERG | SWITCH | 800A 4 POLE | 12000 | 6724
CSSW8104 | CS-STROMBERG | SWITCH | 800A C/O SWITCH | 21000 | 11767
CSTH0001 | CSC | THERMOSTAT+SPACE HEATER |  | 150 | 150
CSTS | CS-TERASAKI | TEST/SERVICE LT.SWITCH |  | 1875 | 1051
DPTS08 | DIGITAL PROMOTORS | TEMPERATURE SCANNER | 8 CHANNEL TEMPARATURE SCANNER | 12240 | 12803
DPTS12 | DIGITAL PROMOTORS | TEMPERATURE SCANNER | 12 CHANNEL TEMPARATURE SCANNER | 13620 | 14247
EEBC04OC | EE | BREAKER CONTROL SWITCH | 4 WAY ODC TYPE | 1970 | 1752
EEBC04OS | EE | BREAKER CONTROL SWITCH | 4 WAY ODS TYPE | 1740 | 1547
EEBC06OC | EE | BREAKER CONTROL SWITCH | 6 WAY ODC TYPE | 2240 | 1992
EEBC06OS | EE | BREAKER CONTROL SWITCH | 6 WAY ODS TYPE | 1960 | 1743
EEBC08OC | EE | BREAKER CONTROL SWITCH | 8 WAY ODC TYPE | 2640 | 2347
EEBC08OS | EE | BREAKER CONTROL SWITCH | 8 WAY ODS TYPE | 2500 | 2223
EEBC12OC | EE | BREAKER CONTROL SWITCH | 12 WAY ODC TYPE | 3355 | 2983
EEBC12OS | EE | BREAKER CONTROL SWITCH | 12 WAY ODS TYPE | 3060 | 2721
EECF16NS | EE | CONTROL FUSE | 16A NSH TYPE | 101 | 76
EECF20NS | EE | CONTROL FUSE | 20A NSH TYPE | 105 | 79
EEEL2521 | EE | ELCB | 25A 2POLE,100MA | 1350 | 791
EEEL2523 | EE | ELCB | 25A 2POLE,30MA | 1350 | 791
EEEL2524 | EE | ELCB | 25A 2POLE,300MA | 1350 | 791
EEEL2541 | EE | ELCB | 25A 4POLE,100MA | 1580 | 926
EEEL2543 | EE | ELCB | 25A 4POLE,30MA | 1770 | 1038
EEEL2544 | EE | ELCB | 25A 4POLE,300MA | 1580 | 926
EEEL4021 | EE | ELCB | 40A 2POLE,100MA | 1480 | 868
EEEL4023 | EE | ELCB | 40A 2POLE,30MA | 1480 | 868
EEEL4024 | EE | ELCB | 40A 2POLE,300MA | 1480 | 868
EEEL4041 | EE | ELCB | 40A 4POLE,100MA | 1650 | 967
EEEL4043 | EE | ELCB | 40A 4POLE,30MA | 1820 | 1067
EEEL4044 | EE | ELCB | 40A 4POLE,300MA | 1680 | 985
EEEL6321 | EE | ELCB | 63A 2POLE,100MA | 1860 | 1090
EEEL6323 | EE | ELCB | 63A 2POLE,30MA | 1860 | 1090
EEEL6324 | EE | ELCB | 63A 2POLE,300MA | 1860 | 1090
EEEL6341 | EE | ELCB | 63A 4POLE,100MA | 1920 | 1126
EEEL6343 | EE | ELCB | 63A 4POLE,30MA | 2100 | 1231
EEEL6344 | EE | ELCB | 63A 4POLE,300MA | 1810 | 1061
EEFB11IS | EE | FUSE BASE | 100A ISG TYPE | 155 | 117
EEFB11SM | EE | FUSE BASE | 100A SM TYPE | 410 | 309
EEFB13SM | EE | FUSE BASE | 125A SM TYPE | 410 | 309
EEFB17IS | EE | FUSE BASE | 160A ISG TYPE | 155 | 117
EEFB20NS | EE | FUSE BASE | 20A NSH TYPE | 75 | 57
EEFB26IS | EE | FUSE BASE | 250A ISG TYPE | 325 | 245
EEFB32NS | EE | FUSE BASE | 32A NSH TYPE | 75 | 57
EEFB32SM | EE | FUSE BASE | 32A SM TYPE | 120 | 91
EEFB41IS | EE | FUSE BASE | 400A ISG TYPE | 465 | 351
EEFB63SM | EE | FUSE BASE | 63A SM TYPE | 150 | 113
EEFB64IS | EE | FUSE BASE | 630A ISG TYPE | 640 | 483
EEFL02EI | EE | HRC FUSE | 2 A EI TYPE | 37 | 28
EEFL02NS | EE | HRC FUSE | 2A NS TYPE | 26 | 20
EEFL04EI | EE | HRC FUSE | 4 A EI TYPE | 37 | 28
EEFL04NS | EE | HRC FUSE | 4A NS TYPE | 26 | 20
EEFL06EI | EE | HRC FUSE | 6 A EI TYPE | 37 | 28
EEFL06NS | EE | HRC FUSE | 6A NS TYPE | 26 | 20
EEFL06TI | EE | HRC FUSE | 6 A TIA TYPE | 42 | 32
EEFL06VA | EE | HRC FUSE | 6A VSA TYPE | 105 | 79
EEFL06VB | EE | HRC FUSE | 6A VSB TYPE | 175 | 132
EEFL08VA | EE | HRC FUSE | 8A VSA TYPE | 105 | 79
EEFL08VB | EE | HRC FUSE | 8A VSB TYPE | 175 | 132
EEFL10EI | EE | HRC FUSE | 10 A EI TYPE | 37 | 28
EEFL10NS | EE | HRC FUSE | 10A NS TYPE | 26 | 20
EEFL10TI | EE | HRC FUSE | 10 A TIA TYPE | 42 | 32
EEFL10VA | EE | HRC FUSE | 10A VSA TYPE | 105 | 79
EEFL10VA | EE | HRC FUSE | 10A VSA TYPE | 105 | 79
EEFL10VB | EE | HRC FUSE | 10A VSB TYPE | 175 | 132
EEFL11TC | EE | HRC FUSE | 100 A TCP TYPE | 154 | 116
EEFL11VB | EE | HRC FUSE | 100A VSB TYPE | 180 | 136
EEFL11VF | EE | HRC FUSE | 100A VSF TYPE | 315 | 238
EEFL13VB | EE | HRC FUSE | 125A VSB TYPE | 200 | 151
EEFL13VF | EE | HRC FUSE | 125A VSF TYPE | 315 | 238
EEFL16EI | EE | HRC FUSE | 16 A EI TYPE | 37 | 28
EEFL16NS | EE | HRC FUSE | 16A NS TYPE | 26 | 20
EEFL16TI | EE | HRC FUSE | 16 A TIA TYPE | 42 | 32
EEFL16VA | EE | HRC FUSE | 16A VSA TYPE | 105 | 79
EEFL16VB | EE | HRC FUSE | 16A VSB TYPE | 175 | 132
EEFL17VF | EE | HRC FUSE | 160A VSF TYPE | 325 | 245
EEFL20EI | EE | HRC FUSE | 20 A EI TYPE | 37 | 28
EEFL20NS | EE | HRC FUSE | 20A NS TYPE | 30 | 23
EEFL20TI | EE | HRC FUSE | 20 A TIA TYPE | 42 | 32
EEFL20VA | EE | HRC FUSE | 20A VSA TYPE | 105 | 79
EEFL20VB | EE | HRC FUSE | 20A VSB TYPE | 175 | 132
EEFL21VF | EE | HRC FUSE | 200A VSF TYPE | 325 | 245
EEFL25EI | EE | HRC FUSE | 25 A EI TYPE | 48 | 36
EEFL25TI | EE | HRC FUSE | 25 A TIA TYPE | 42 | 32
EEFL25VA | EE | HRC FUSE | 25A VSA TYPE | 105 | 79
EEFL25VB | EE | HRC FUSE | 25A VSB TYPE | 175 | 132
EEFL26VF | EE | HRC FUSE | 250A VSF TYPE | 375 | 283
EEFL26VK | EE | HRC FUSE | 250A VSK TYPE | 475 | 358
EEFL32EI | EE | HRC FUSE | 32 A EI TYPE | 48 | 36
EEFL32TI | EE | HRC FUSE | 32 A TIA TYPE | 42 | 32
EEFL32VA | EE | HRC FUSE | 32A VSA TYPE | 105 | 79
EEFL32VB | EE | HRC FUSE | 32A VSB TYPE | 175 | 132
EEFL33VK | EE | HRC FUSE | 315A VSK TYPE | 475 | 358
EEFL33VT | EE | HRC FUSE | 315A VST TYPE | 690 | 520
EEFL36EI | EE | HRC FUSE | 36 A EI TYPE | 52 | 39
EEFL36TI | EE | HRC FUSE | 36 A TIS TYPE | 67 | 51
EEFL36VA | EE | HRC FUSE | 36A VSA TYPE | 105 | 79
EEFL36VB | EE | HRC FUSE | 36A VSB TYPE | 175 | 132
EEFL36VF | EE | HRC FUSE | 36A VSF TYPE | 315 | 238
EEFL37VK | EE | HRC FUSE | 355A VSK TYPE | 485 | 366
EEFL37VT | EE | HRC FUSE | 355A VST TYPE | 690 | 520
EEFL41VK | EE | HRC FUSE | 400A VSK TYPE | 485 | 366
EEFL41VT | EE | HRC FUSE | 400A VST TYPE | 690 | 520
EEFL50EI | EE | HRC FUSE | 50 A EI TYPE | 52 | 39
EEFL50TI | EE | HRC FUSE | 50 A TIS TYPE | 67 | 51
EEFL50VA | EE | HRC FUSE | 50A VSA TYPE | 105 | 79
EEFL50VB | EE | HRC FUSE | 50A VSB TYPE | 175 | 132
EEFL50VF | EE | HRC FUSE | 50A VSF TYPE | 315 | 238
EEFL51VT | EE | HRC FUSE | 500A VST TYPE | 720 | 543
EEFL61TL | EE | HRC FUSE | 630A TLM TYPE | 1200 | 905
EEFL63TI | EE | HRC FUSE | 63 A TIS TYPE | 67 | 51
EEFL63VA | EE | HRC FUSE | 63A VSA TYPE | 105 | 79
EEFL63VB | EE | HRC FUSE | 63A VSB TYPE | 175 | 132
EEFL63VF | EE | HRC FUSE | 63A VSF TYPE | 315 | 238
EEFL64VT | EE | HRC FUSE | 630A VST TYPE | 720 | 543
EEFL68TL | EE | HRC FUSE | 670A TLM TYPE | 1200 | 905
EEFL72TL | EE | HRC FUSE | 710A TLM TYPE | 1200 | 905
EEFL76TL | EE | HRC FUSE | 750A TLM TYPE | 1200 | 905
EEFL80TC | EE | HRC FUSE | 80 A TCP TYPE | 154 | 116
EEFL80VB | EE | HRC FUSE | 80A VSB TYPE | 180 | 136
EEFL80VF | EE | HRC FUSE | 80A VSF TYPE | 315 | 238
EEFL81TL | EE | HRC FUSE | 800A TLM TYPE | 1200 | 905
EELR11 | GEC-ALSTHOM | ELR WITH CBCT | ELR WITH CBCT 100 SQ MM | 2860 | 2543
EELR21 | GEC-ALSTHOM | ELR WITH CBCT | ELR WITH CBCT 200 SQ MM | 3130 | 2783
EELR31 | GEC-ALSTHOM | ELR WITH CBCT | ELR WITH CBCT 300 SQ MM | 3490 | 3103
EELR41 | GEC-ALSTHOM | ELR WITH CBCT | ELR WITH CBCT 400 SQ MM | 3490 | 3103
EEMB0320 | EE | MCCB | LM100C 3.2A 20KA | 6000 | 4138
EEMB0335 | EE | MCCB | LM100R 3.2A 35KA | 7500 | 5172
EEMB0350 | EE | MCCB | LM100 3.2A 65KA | 9350 | 6448
EEMB035M | EE | MCCB | LM100 3.2A 65KA, FOR MOTOR (CURVE X) | 9240 | 6372
EEMB0365 | EE | MCCB | LM100 3.2A 65KA | 9350 | 6448
EEMB0620 | EE | MCCB | LM100C 6.3A 20KA | 5825 | 4017
EEMB0635 | EE | MCCB | LM100R 6.3A 35KA | 7435 | 5127
EEMB0650 | EE | MCCB | LM100 6.3A 65KA | 9080 | 6262
EEMB065M | EE | MCCB | LM100 6.3A 65KA, FOR MOTOR (CURVE X) | 9240 | 6372
EEMB1110 | EE | MCCB | OBSELETE LM100D 100A 10KA | 5825 | 4017
EEMB1120 | EE | MCCB | LM100C 100A 20KA | 5825 | 4017
EEMB1135 | EE | MCCB | LM100R 100A 35KA | 7435 | 5127
EEMB1150 | EE | MCCB | LM100 100A 65KA | 9080 | 6262
EEMB115M | EE | MCCB | LM100 100A 65KA, FOR MOTOR (CURVE X) | 9240 | 6372
EEMB1220 | EE | MCCB | LM100C 12.5A 20KA | 5825 | 4017
EEMB1235 | EE | MCCB | LM100R 12.5A 35KA | 7435 | 5127
EEMB1250 | EE | MCCB | LM100 12.5A 65KA | 9080 | 6262
EEMB125M | EE | MCCB | LM100 12.5A 65KA, FOR MOTOR (CURVE X) | 9240 | 6372
EEMB2120 | EE | MCCB | LM200C 200A 20KA | 7425 | 5121
EEMB2135 | EE | MCCB | LM200R 200A 35KA | 12015 | 8286
EEMB2150 | EE | MCCB | LM200 200A 65KA | 12915 | 8907
EEMB215M | EE | MCCB | LM200 200A 65KA, FOR MOTOR (CURVE X) | 14780 | 10193
EEMB2520 | EE | MCCB | LM100C 25A 20KA | 5825 | 4017
EEMB2535 | EE | MCCB | LM100R 25A 35KA | 7435 | 5127
EEMB2550 | EE | MCCB | LM100 25A 65KA | 9080 | 6262
EEMB255M | EE | MCCB | LM100 25A 65KA, FOR MOTOR (CURVE X) | 9240 | 6372
EEMB2650 | EE | MCCB | LM250B 250A 50KA | 14315 | 9872
EEMB265M | EE | MCCB | LM250B 250A 50KA, FOR MOTOR (CURVE X) | 15840 | 10924
EEMB4150 | EE | MCCB | LM400 400A 50KA | 15805 | 10900
EEMB415M | EE | MCCB | LM400 400A 50KA, FOR MOTOR (CURVE X) | 17420 | 12014
EEMB5020 | EE | MCCB | LM100C 50A 20KA | 5825 | 4017
EEMB5035 | EE | MCCB | LM100R 50A 35KA | 7435 | 5127
EEMB5050 | EE | MCCB | LM100 50A 50KA | 9080 | 6262
EEMB505M | EE | MCCB | LM100 50A 50KA, FOR MOTOR (CURVE X) | 9240 | 6372
EEMB6450 | EE | MCCB | LM630 630A 50KA | 16400 | 11310
EEMB8150 | EE | MCCB | LM800 800A 50KA | 18250 | 12586
EEMXA101 | ENGLISH ELECTRIC | MCCB ACCESSORIES | ALARM AUX.SWITCH | 550 | 379
EEMXA102 | ENGLISH ELECTRIC | MCCB ACCESSORIES | ALARM AUX.SWITCH | 550 | 379
EEMXA103 | ENGLISH ELECTRIC | MCCB ACCESSORIES | ALARM AUX.SWITCH | 550 | 379
EEMXA104 | ENGLISH ELECTRIC | MCCB ACCESSORIES | ALARM AUX.SWITCH | 550 | 379
EEMXA201 | ENGLISH ELECTRIC | MCCB ACCESSORIES | ALARM+AUX.SW+REMOTE TRIP | 930 | 641
EEMXA202 | ENGLISH ELECTRIC | MCCB ACCESSORIES | ALARM+AUX.SW+REMOTE TRIP | 1090 | 752
EEMXA203 | ENGLISH ELECTRIC | MCCB ACCESSORIES | ALARM+AUX.SW+REMOTE TRIP | 1090 | 752
EEMXA204 | ENGLISH ELECTRIC | MCCB ACCESSORIES | ALARM+AUX.SW+REMOTE TRIP | 1090 | 752
EEMXA301 | ENGLISH ELECTRIC | MCCB ACCESSORIES | ALARM+AUX.SWITCH+U/V | 1145 | 790
EEMXA302 | ENGLISH ELECTRIC | MCCB ACCESSORIES | ALARM+AUX.SWITCH+U/V | 1345 | 928
EEMXA303 | ENGLISH ELECTRIC | MCCB ACCESSORIES | ALARM+AUX.SWITCH+U/V | 1345 | 928
EEMXA304 | ENGLISH ELECTRIC | MCCB ACCESSORIES | ALARM+AUX.SWITCH+U/V | 1375 | 948
EEMXA401 | ENGLISH ELECTRIC | MCCB ACCESSORIES | ALARM+AUX.SWITCH+E/F | 4855 | 3348
EEMXA402 | ENGLISH ELECTRIC | MCCB ACCESSORIES | ALARM+AUX.SWITCH+E/F | 5245 | 3617
EEMXA403 | ENGLISH ELECTRIC | MCCB ACCESSORIES | ALARM+AUX.SWITCH+E/F | 5710 | 3938
EEMXA404 | ENGLISH ELECTRIC | MCCB ACCESSORIES | ALARM+AUX.SWITCH+E/F | 5710 | 3938
EEMXOH01 | ENGLISH ELECTRIC | MCCB ACCESSORIES | OPERATING HANDLE | 615 | 424
EEMXOH02 | ENGLISH ELECTRIC | MCCB ACCESSORIES | OPERATING HANDLE | 665 | 459
EEMXOH03 | ENGLISH ELECTRIC | MCCB ACCESSORIES | OPERATING HANDLE | 930 | 641
EEMXOH04 | ENGLISH ELECTRIC | MCCB ACCESSORIES | OPERATING HANDLE | 930 | 641
EERD0001 | EE | RELAY-1D V | CAEM 21 | 10290 | 8611
EERD0002 | EE | RELAY-1D V | CAEM 33 | 33130 | 27723
EERD0003 | EE | RELAY-1D V | CAG 11 | 2890 | 2418
EERD0004 | EE | RELAY-1D V | CAG 12 | 3600 | 3012
EERD0005 | EE | RELAY-1D V | CAG 12C | 3770 | 3155
EERD0008 | EE | RELAY-1D V | CAG 14 | 5580 | 4669
EERD0009 | EE | RELAY-1D V | CAG 34 | 12050 | 10083
EERD0010 | EE | RELAY-1D V | CAG 17 | 5480 | 4586
EERD0011 | EE | RELAY-1D V | CAG 37 | 9560 | 8000
EERD0014 | EE | RELAY-1.5D V | CCUM 21 | 18950 | 15857
EERD0027 | EE | RELAY-1D V | DDT 12 | 8530 | 7138
EERD0028 | EE | RELAY-3D H | DDT 32 | 24980 | 20903
EERD0030 | EE | RELAY-1D V | VAEM 22 | 11220 | 9389
EERD0031 | EE | RELAY-1D V | VAEM 21 | 11220 | 9389
EERD0033 | EE | RELAY-1D V | VAG 21 | 3580 | 2996
EERD0034 | EE | RELAY-1D V | VAGM 22 110V A.C. | 5030 | 4209
EERD0035 | EE | RELAY-1D V | VAPM 31 | 6220 | 5205
EERD0036 | EE | RELAY-1D V | VDG 11 110V A.C. | 7050 | 5899
EERD0037 | EE | RELAY-1D V | VDG 13 110V A.C. | 7620 | 6376
EERD0038 | EE | RELAY-1D V | VDG 14 | 9090 | 7607
EERD0041 | EE | RELAY-1D V | VAA 31 | 3740 | 3130
EERD0044 | EE | RELAY-1D V | VAA 33 | 3960 | 3314
EERD0048 | EE | RELAY-1D V | VAA 32 | 3960 | 3314
EERD0049 | EE | RELAY-1D V | VAJC 11 | 7100 | 5941
EERD0050 | EE | RELAY-1D V | VAJS 13 | 2870 | 2402
EERD0051 | EE | RELAY-1D V | VAJS 23 | 3700 | 3096
EERD0052 | EE | RELAY-1D V | VAJH 13 | 2940 | 2460
EERD0053 | EE | RELAY-1D V | VAJH 23 | 4030 | 3372
EERD0055 | EE | RELAY-1D V | VAJHM 23 | 4030 | 3372
EERD0056 | EE | RELAY-1.5D V | VAJH 33 | 8430 | 7054
EERD0057 | EE | RELAY-1.5D V | VAJHM 53 | 10530 | 8812
EERD0059 | EE | RELAY-1D V | VAX 21 | 4480 | 3749
EERD0060 | EE | RELAY-1D V | VAX 31 | 5430 | 4544
EERD0063 | EE | RELAY-1D V | CTU 12 | 8130 | 6803
EERD0064 | EE | RELAY-1D V | CTU 22 | 8710 | 7289
EERD0065 | EE | RELAY-1D V | CTU 32 | 11250 | 9414
EERD0066 | EE | RELAY-1D V | CTU 62 | 11940 | 9991
EERD0067 | EE | RELAY-1D V | CTU 15 | 19910 | 16661
EERD0078 | EE | RELAY-1D V | CTIG 39 | 27190 | 22753
EERD0079 | EE | RELAY-1D V | SKD 11 | 39010 | 32644
EERD0080 | EE | RELAY-1D V | SKE 11 | 39010 | 32644
EERD0081 | EE | RELAY-1D V | VTIG 12 | 9720 | 8134
EERD0082 | EE | RELAY-1D V | VTU 21 | 10690 | 8945
EERD0083 | EE | RELAY-1D V | VTUM 21 | 10690 | 8945
EERD0084 | EE | RELAY-1D V | VTU 31 | 15090 | 12627
EERD0085 | EE | RELAY-1.5D V | CTMM 101-110 | 32700 | 27363
EERD0086 | EE | RELAY-1.5D V | CTMM 301-310 | 34980 | 29271
EERD0087 | EE | RELAY-2D V | CTMM 501-510 | 39830 | 33330
EERD0088 | EE | RELAY-1.5D V | CTMFM 301-310 | 35410 | 29631
EERD0089 | EE | RELAY-2D V | CTMFM 401-410 | 38890 | 32543
EERD0098 | EE | RELAY-1D V | VTX 31 | 15070 | 12611
EERD0099 | EE | RELAY-1.5D V | ZTO 11 | 74650 | 62467
EERD0101 | EE | RELAY-1.5D V | CDD 31 | 19850 | 16610
EERD0102 | EE | RELAY-1.5D V | CDD 41 | 22510 | 18836
EERD0108 | EE | RELAY-1.5D V | CDD 44 | 23320 | 19514
EERD0118 | EE | RELAY-1D V | CDG 14 | 5150 | 4310
EERD0119 | EE | RELAY-3D H | CDG 34 | 15190 | 12711
EERD0120 | EE | RELAY-1D V | CDG 24 | 8930 | 7473
EERD0121 | EE | RELAY-3D H | CDG 64 | 26510 | 22184
EERD0126 | EE | RELAY-3D H | CDAG 54 | 23480 | 19648
EERD0128 | EE | RELAY-1D V | CDGM 22 | 9395 | 7862
EERD0130 | EE | RELAY-1D V | VAWA 12 | 3740 | 3130
EERD0131 | EE | RELAY-1D V | VAWA 22 | 5110 | 4276
EERD0153 | EE | RELAY-3D H | CDAG 53 | 22990 | 19238
EERD0198 | EE | RELAY-1D V | VAGM 23 | 5590 | 4678
EERD04LO | EE | MATCM01 MIDOS SIZE 6 | LOVAR TYPE | 10380 | 8686
EERD081A | EE | RELAY-1D V | VTIGM 12 | 9720 | 8134
EERD08LO | EE | MATCM01 MIDOS SIZE 6 | LOVAR TYPE | 11120 | 9305
EERD12LO | EE | MATCM01 MIDOS SIZE 6 | LOVAR TYPE | 12250 | 10251
EERD206C | EE | RELAY-MIDOS SIZE 8 | MOTPRO | 52850 | 44225
EERD4034 | EE | RELAY-1D V | VAGM 22 440V A.C. | 7700 | 6443
EERD4036 | EE | RELAY-1D V | VDG 11 440V A.C. | 9520 | 7966
EERD4037 | EE | RELAY-1D V | VDG 13 440V A.C. | 10070 | 8427
EERDA069 | EE | RELAY-1D V | VTT 11 (A.C.) | 7690 | 6435
EERDA070 | EE | RELAY-1D V | VTT 12 (A.C.) | 7690 | 6435
EERDCTIG | EE | RELAY-1D V | CTIG 19 | 19140 | 16016
EERDD069 | EE | RELAY-1D V | VTT 11 (D.C.) | 6060 | 5071
EERDD070 | EE | RELAY-1D V | VTT 12 (D.C.) | 6060 | 5071
EERDFOS2 | EE | RELAY-1D V | FOS 24 | 19740 | 16518
EERDH015 | EE | RELAY-1.5D V | CDD 21 H/R | 13910 | 11640
EERDH016 | EE | RELAY-1D V | CDG 11 H/R | 4520 | 3782
EERDH017 | EE | RELAY-3D H | CDG 31 H/R | 13290 | 11121
EERDH018 | EE | RELAY-3D V | CDG 21 H/R | 7900 | 6611
EERDH019 | EE | RELAY-3D H | CDG 61 H/R | 23270 | 19472
EERDH024 | EE | RELAY-3D H | CDAG 31 H/R | 15260 | 12770
EERDH025 | EE | RELAY-3D H | CDAG 51 H/R | 21080 | 17640
EERDH026 | EE | RELAY-3D H | CDV 62 H/R | 19610 | 16410
EERDH106 | EE | RELAY-1.5D V | CDD 24 H/R | 14570 | 12192
EERDH107 | EE | RELAY-1.5D V | CDD 34 H/R | 21040 | 17606
EERDH109 | EE | RELAY-1D V | CDG 12 H/R | 5940 | 4971
EERDH110 | EE | RELAY-1D V | CDG 13 H/R | 5320 | 4452
EERDH111 | EE | RELAY-3D H | CDG 33 H/R | 15590 | 13046
EERDH112 | EE | RELAY-3D V | CDG 23 H/R | 9110 | 7623
EERDH113 | EE | RELAY-3D H | CDG 63 H/R | 26840 | 22460
EERDH127 | EE | RELAY-3D V | CDGM 12 H/R | 5940 | 4971
EERDS015 | EE | RELAY-1.5D V | CDD 21 S/R | 13500 | 11297
EERDS016 | EE | RELAY-1D V | CDG 11 S/R | 4200 | 3515
EERDS017 | EE | RELAY-3D H | CDG 31 S/R | 12250 | 10251
EERDS018 | EE | RELAY-3D V | CDG 21 S/R | 7510 | 6284
EERDS019 | EE | RELAY-3D H | CDG 61 S/R | 22220 | 18594
EERDS024 | EE | RELAY-3D H | CDAG 31 S/R | 14550 | 12175
EERDS025 | EE | RELAY-3D H | CDAG 51 S/R | 20350 | 17029
EERDS026 | EE | RELAY-3D H | CDV 62 S/R | 18550 | 15523
EERDS106 | EE | RELAY-1.5D V | CDD 24 S/R | 14170 | 11857
EERDS107 | EE | RELAY-1.5D V | CDD 34 S/R | 20660 | 17288
EERDS109 | EE | RELAY-1D V | CDG 12 S/R | 5570 | 4661
EERDS110 | EE | RELAY-1D V | CDG 13 S/R | 4930 | 4125
EERDS111 | EE | RELAY-3D H | CDG 33 S/R | 14460 | 12100
EERDS112 | EE | RELAY-3D V | CDG 23 S/R | 8720 | 7297
EERDS113 | EE | RELAY-3D H | CDG 63 S/R | 25700 | 21506
EERDS127 | EE | RELAY-3D V | CDGM 12 S/R | 5570 | 4661
EERDV017 | EE | RELAY-CDG31 | H/R 3DV | 15490 | 12962
EERDV032 | EE | RELAY-1D V | VAG 11 UNDER VOLT | 2950 | 2469
EERN0003 | EE | RELAY-1/4N V | CAG 11 | 1840 | 1540
EERN0004 | EE | RELAY-1/2N V | CAG 12 | 2540 | 2125
EERN0005 | EE | RELAY-1/2N V | CAG 12C | 2650 | 2218
EERN0033 | EE | RELAY-1/2 N | VAG 21 | 2780 | 2326
EERN0039 | EE | RELAY-1/4N V | VAA 11 | 1860 | 1556
EERN0040 | EE | RELAY-1/2N H | VAA 21 | 2920 | 2443
EERN0041 | EE | RELAY-1/2N H | VAA 31 | 3180 | 2661
EERN0042 | EE | RELAY-1/4N V | VAA 13 | 1930 | 1615
EERN0043 | EE | RELAY-1/2N H | VAA 23 | 3050 | 2552
EERN0044 | EE | RELAY-1/2N H | VAA 33 | 3420 | 2862
EERN0046 | EE | RELAY-1/4N V | VAA 12 | 1930 | 1615
EERN0047 | EE | RELAY-1/2N H | VAA 22 | 3050 | 2552
EERN0048 | EE | RELAY-1/2N H | VAA 32 | 3420 | 2862
EERN0050 | EE | RELAY-1/4N V | VAJS 13 | 1770 | 1481
EERN0051 | EE | RELAY-1/2N H | VAJS 23 | 3060 | 2561
EERN0052 | EE | RELAY-1/4N V | VAJH 13 | 1850 | 1548
EERN0053 | EE | RELAY-1/2N H | VAJH 23 | 3500 | 2929
EERN0054 | EE | RELAY-1/2N H | VAJHM 13 | 2050 | 1715
EERN0055 | EE | RELAY-1/2N H | VAJHM 23 | 3500 | 2929
EERN0059 | EE | RELAY-1/2N H | VAX 21 | 3280 | 2745
EERN0060 | EE | RELAY-1/2N H | VAX 31 | 4110 | 3439
EERN0061 | EE | RELAY-1/2N H | CTNM 12 | 4220 | 3531
EERN0062 | EE | RELAY-1/4N V | VTNM 12 | 4980 | 4167
EERN0068 | EE | RELAY-1/2N H | CTUM 15 | 7500 | 6276
EERN0095 | EE | RELAY-1/2N H | CTIGM 15 | 4980 | 4167
EERN0096 | EE | RELAY-1/2N H | CTN 31 | 163550 | 136859
EERN0097 | EE | RELAY-1/2N H | CTNM 31 | 163550 | 136859
EERN0130 | EE | RELAY-1/4N V | VAWA 12 | 2100 | 1757
EERN0131 | EE | RELAY-1/2N H | VAWA 22 | 3800 | 3180
EERN0136 | EE | RELAY-1/2N H | MPB | 2450 | 2050
EERN0137 | EE | RELAY-1/2N H | MPG | 3050 | 2552
EERN1058 | EE | RELAY-1/2N H | VAM 12 | 1660 | 1389
EERN2058 | EE | RELAY-1/2N H | VAM 22 | 1910 | 1598
EERN3058 | EE | RELAY-1/2N H | VAM 11 | 1810 | 1515
EERN4058 | EE | RELAY-1/2N H | VAM 21 | 2090 | 1749
EERNA069 | EE | RELAY-1/2N H | VTT 11 (A.C.) | 6480 | 5422
EERNA070 | EE | RELAY-1/2N H | VTT 12 (A.C.) | 6480 | 5422
EERNA071 | EE | RELAY-1/2N H | VTT 14 (A.C.) | 10040 | 8401
EERNA072 | EE | RELAY-1/2N H | VTT 15 (A.C.) | 10040 | 8401
EERNA129 | EE | RELAY-1/2N H | VAT 11 (A.C.) MVTTM14 | 9160 | 7665
EERND069 | EE | RELAY-1/2N H | VTT 11 (D.C.) | 4860 | 4067
EERND070 | EE | RELAY-1/2N H | VTT 12 (D.C.) | 4860 | 4067
EERND071 | EE | RELAY-1/2N H | VTT 14 (D.C.) | 8390 | 7021
EERND072 | EE | RELAY-1/2N H | VTT 15 (D.C.) | 8390 | 7021
EERND129 | EE | RELAY-1/2N H | VAT 11 (D.C.) MVTTM14 | 9160 | 7665
EERNN032 | EE | RELAY-1/4N V | VAG 11 NO VOLT | 1730 | 1448
EERNV032 | EE | RELAY-1/4N V | VAG 11 UNDER VOLT | 2020 | 1690
GEMD3301 | GEC | KWH + MD1 | 3PH3W FLUSH MOUNTING FIXED | 11835 | 10523
GEMD3302 | GEC | KWH + MD1 | 3PH3W PROJ .MOUNTING | 7200 | 6402
GEMD3401 | GEC | KWH + MD1 | 3PH4W FLUSH MOUNTING | 11980 | 10651
GEMD3402 | GEC | KWH + MD1 | 3PH4W PROJ. MOUNTING | 7500 | 6668
GEWH3301 | GEC | KWH METER | 3PH3W FLUSH MOUNTING FIXED | 2600 | 2312
GEWH3302 | GEC | KWH METER | 3PH3W PROJ. MOUNTING | 1380 | 1227
GEWH3401 | GEC | KWH METER | 3PH4W FLUSH MOUNTING FIXED TYPE | 2800 | 2489
GEWH3402 | GEC | KWH METER | 3PH4W PROJ. MOUNTING | 1550 | 1378
GMCM1101 | G & M | CT FOR METERING | 100A CAST RESIN INS.CL.H | 820 | 858
GMCM1103 | G & M | CT FOR METERING | 100A,TAPE CL. E | 320 | 335
GMCM1105 | G & M | CT FOR METERING | 100A EPOXY CAST | 380 | 397
GMCM1201 | G & M | CT FOR METERING | 1000A CAST RESIN INS.CL.H | 960 | 1004
GMCM1203 | G & M | CT FOR METERING | 1000A,TAPE CL. E | 260 | 272
GMCM1205 | G & M | CT FOR METERING | 1000A EPOXY CAST | 440 | 460
GMCM1401 | G & M | CT FOR METERING | 1250A CAST RESIN INS.CL.H | 1120 | 1172
GMCM1403 | G & M | CT FOR METERING | 1250A,TAPE CL. E | 280 | 293
GMCM1405 | G & M | CT FOR METERING | 1250A EPOXY CAST | 440 | 460
GMCM1601 | G & M | CT FOR METERING | 150A CAST RESIN INS.CL.H | 870 | 910
GMCM1603 | G & M | CT FOR METERING | 150A,TAPE CL. E | 190 | 199
GMCM1605 | G & M | CT FOR METERING | 150A EPOXY CAST | 360 | 377
GMCM1801 | G & M | CT FOR METERING | 1600A CAST RESIN INS.CL.H | 1160 | 1213
GMCM1803 | G & M | CT FOR METERING | 1600A,TAPE CL. E | 300 | 314
GMCM1805 | G & M | CT FOR METERING | 1600A EPOXY CAST | 620 | 649
GMCM2101 | G & M | CT FOR METERING | 200A CAST RESIN INS.CL.H | 720 | 753
GMCM2103 | G & M | CT FOR METERING | 200A,TAPE CL. E | 210 | 220
GMCM2105 | G & M | CT FOR METERING | 200A EPOXY CAST | 460 | 481
GMCM2201 | G & M | CT FOR METERING | 2000A CAST RESIN INS.CL.H | 1460 | 1527
GMCM2203 | G & M | CT FOR METERING | 2000A,TAPE CL. E | 360 | 377
GMCM2205 | G & M | CT FOR METERING | 2000A EPOXY CAST | 620 | 649
GMCM2601 | G & M | CT FOR METERING | 250A CAST RESIN INS.CL.H | 720 | 753
GMCM2603 | G & M | CT FOR METERING | 250A,TAPE CL. E | 160 | 167
GMCM2605 | G & M | CT FOR METERING | 250A EPOXY CAST | 450 | 471
GMCM2701 | G & M | CT FOR METERING | 2500A CAST RESIN INS.CL.H | 1460 | 1527
GMCM2703 | G & M | CT FOR METERING | 2500A,TAPE CL. E | 410 | 429
GMCM2705 | G & M | CT FOR METERING | 2500A EPOXY CAST | 640 | 669
GMCM3101 | G & M | CT FOR METERING | 300A CAST RESIN INS.CL.H | 720 | 753
GMCM3103 | G & M | CT FOR METERING | 300A,TAPE CL. E | 160 | 167
GMCM3105 | G & M | CT FOR METERING | 300A EPOXY CAST | 370 | 387
GMCM3401 | G & M | CT FOR METERING | 3200A CAST RESIN INS.CL.H | 1520 | 1590
GMCM3403 | G & M | CT FOR METERING | 3200A,TAPE CL. E | 520 | 544
GMCM3405 | G & M | CT FOR METERING | 3200A EPOXY CAST | 700 | 732
GMCM4101 | G & M | CT FOR METERING | 400A CAST RESIN INS.CL.H | 740 | 774
GMCM4103 | G & M | CT FOR METERING | 400A,TAPE CL. E | 150 | 157
GMCM4105 | G & M | CT FOR METERING | 400A EPOXY CAST | 380 | 397
GMCM5101 | G & M | CT FOR METERING | 500A CAST RESIN INS.CL.H | 740 | 774
GMCM5103 | G & M | CT FOR METERING | 500A,TAPE CL. E | 150 | 157
GMCM5105 | G & M | CT FOR METERING | 500A EPOXY CAST | 380 | 397
GMCM6101 | G & M | CT FOR METERING | 600A CAST RESIN INS.CL.H | 740 | 774
GMCM6103 | G & M | CT FOR METERING | 600A,TAPE CL. E | 160 | 167
GMCM6105 | G & M | CT FOR METERING | 600A EPOXY CAST | 400 | 418
GMCM7501 | G & M | CT FOR METERING | 75A CAST RESIN INS.CL.H | 800 | 837
GMCM7503 | G & M | CT FOR METERING | 75A,TAPE CL. E | 320 | 335
GMCM7505 | G & M | CT FOR METERING | 75A EPOXY CAST | 380 | 397
GMCM8101 | G & M | CT FOR METERING | 800A CAST RESIN INS.CL.H | 930 | 973
GMCM8103 | G & M | CT FOR METERING | 800A,TAPE CL. E | 180 | 188
GMCM8105 | G & M | CT FOR METERING | 800A EPOXY CAST | 410 | 429
GMCP1101 | G & M | CT FOR PROTECTION | 100A CAST RESIN INS.CL.H | 2760 | 2887
GMCP1103 | G & M | CT FOR PROTECTION | 100A 5P10,TAPE CL.E | 1080 | 1130
GMCP1105 | G & M | CT FOR PROTECTION | 100A 5P10, EPOXY CAST | 2380 | 2489
GMCP1201 | G & M | CT FOR PROTECTION | 1000A CAST RESIN INS.CL.H | 2560 | 2678
GMCP1202 | G & M | CT FOR PROTECTION | 1000A 5P10,TAPE CL.B | 620 | 649
GMCP1203 | G & M | CT FOR PROTECTION | 1000A 5P10,TAPE CL.E | 560 | 586
GMCP1205 | G & M | CT FOR PROTECTION | 1000A 5P10, EPOXY CAST | 860 | 900
GMCP1210 | G & M | CT FOR PROTECTION | 1000A 5P15, EPOXY CAST | 1290 | 1349
GMCP1401 | G & M | CT FOR PROTECTION | 1250A CAST RESIN INS.CL.H | 2380 | 2489
GMCP1403 | G & M | CT FOR PROTECTION | 1250A 5P10,TAPE CL.E | 480 | 502
GMCP1405 | G & M | CT FOR PROTECTION | 1250A 5P10, EPOXY CAST | 860 | 900
GMCP1410 | G & M | CT FOR PROTECTION | 1250A 5P15, EPOXY CAST | 1290 | 1349
GMCP1601 | G & M | CT FOR PROTECTION | 150A CAST RESIN INS.CL.H | 2760 | 2887
GMCP1603 | G & M | CT FOR PROTECTION | 150A 5P10,TAPE CL.E | 1080 | 1130
GMCP1605 | G & M | CT FOR PROTECTION | 150A 5P10, EPOXY CAST | 1480 | 1548
GMCP1801 | G & M | CT FOR PROTECTION | 1600A CAST RESIN INS.CL.H | 2380 | 2489
GMCP1802 | G & M | CT FOR PROTECTION | 1600A 5P10,TAPE CL.B | 860 | 900
GMCP1803 | G & M | CT FOR PROTECTION | 1600A 5P10,TAPE CL.E | 780 | 816
GMCP1805 | G & M | CT FOR PROTECTION | 1600A 5P10, EPOXY CAST | 900 | 941
GMCP1810 | G & M | CT FOR PROTECTION | 1600A 5P15, EPOXY CAST | 1380 | 1443
GMCP2101 | G & M | CT FOR PROTECTION | 200A CAST RESIN INS.CL.H | 2760 | 2887
GMCP2105 | G & M | CT FOR PROTECTION | 200A 5P10, EPOXY CAST | 1480 | 1548
GMCP2201 | G & M | CT FOR PROTECTION | 2000A CAST RESIN INS.CL.H | 2500 | 2615
GMCP2202 | G & M | CT FOR PROTECTION | 2000A 5P10,TAPE CL.B | 860 | 900
GMCP2203 | G & M | CT FOR PROTECTION | 2000A 5P10,TAPE CL.E | 640 | 669
GMCP2205 | G & M | CT FOR PROTECTION | 2000A 5P10, EPOXY CAST | 900 | 941
GMCP2210 | G & M | CT FOR PROTECTION | 2000A 5P15, EPOXY CAST | 1380 | 1443
GMCP2601 | G & M | CT FOR PROTECTION | 250A CAST RESIN INS.CL.H | 2560 | 2678
GMCP2603 | G & M | CT FOR PROTECTION | 250A 5P10,TAPE CL.E | 860 | 900
GMCP2605 | G & M | CT FOR PROTECTION | 250A 5P10, EPOXY CAST | 1480 | 1548
GMCP2701 | G & M | CT FOR PROTECTION | 2500A CAST RESIN INS.CL.H | 2640 | 2761
GMCP2702 | G & M | CT FOR PROTECTION | 2500A 5P10,TAPE CL.B | 860 | 900
GMCP2703 | G & M | CT FOR PROTECTION | 2500A 5P10,TAPE CL.E | 780 | 816
GMCP2705 | G & M | CT FOR PROTECTION | 2500A 5P10, EPOXY CAST | 975 | 1020
GMCP2710 | G & M | CT FOR PROTECTION | 2500A 5P15, EPOXY CAST | 1380 | 1443
GMCP3101 | G & M | CT FOR PROTECTION | 300A CAST RESIN INS.CL.H | 2460 | 2573
GMCP3102 | G & M | CT FOR PROTECTION | 300A 5P10,TAPE CL.B | 780 | 816
GMCP3103 | G & M | CT FOR PROTECTION | 300A 5P10,TAPE CL.E | 720 | 753
GMCP3105 | G & M | CT FOR PROTECTION | 300A 5P10, EPOXY CAST | 1000 | 1046
GMCP3110 | G & M | CT FOR PROTECTION | 300A 5P15, EPOXY CAST | 1780 | 1862
GMCP3401 | G & M | CT FOR PROTECTION | 3200A CAST RESIN INS.CL.H | 2680 | 2803
GMCP3402 | G & M | CT FOR PROTECTION | 3200A 5P10,TAPE CL.B | 890 | 931
GMCP3403 | G & M | CT FOR PROTECTION | 3200A 5P10,TAPE CL.E | 820 | 858
GMCP3405 | G & M | CT FOR PROTECTION | 3200A 5P10, EPOXY CAST | 1075 | 1124
GMCP4101 | G & M | CT FOR PROTECTION | 400A CAST RESIN INS.CL.H | 2460 | 2573
GMCP4102 | G & M | CT FOR PROTECTION | 400A 5P10,TAPE CL.B | 710 | 743
GMCP4103 | G & M | CT FOR PROTECTION | 400A 5P10,TAPE CL.E | 680 | 711
GMCP4105 | G & M | CT FOR PROTECTION | 400A 5P10, EPOXY CAST | 1080 | 1130
GMCP4110 | G & M | CT FOR PROTECTION | 400A 5P15, EPOXY CAST | 1560 | 1632
GMCP5101 | G & M | CT FOR PROTECTION | 500A CAST RESIN INS.CL.H | 2250 | 2354
GMCP5102 | G & M | CT FOR PROTECTION | 500A 5P10,TAPE CL.B | 730 | 764
GMCP5103 | G & M | CT FOR PROTECTION | 500A 5P10,TAPE CL.E | 660 | 690
GMCP5105 | G & M | CT FOR PROTECTION | 500A 5P10, EPOXY CAST | 1080 | 1130
GMCP6101 | G & M | CT FOR PROTECTION | 600A CAST RESIN INS.CL.H | 2250 | 2354
GMCP6102 | G & M | CT FOR PROTECTION | 600A 5P10,TAPE CL.B | 650 | 680
GMCP6103 | G & M | CT FOR PROTECTION | 600A 5P10,TAPE CL.E | 640 | 669
GMCP6105 | G & M | CT FOR PROTECTION | 600A 5P10, EPOXY CAST | 1180 | 1234
GMCP7501 | G & M | CT FOR PROTECTION | 75A CAST RESIN INS.CL.H | 2760 | 2887
GMCP7503 | G & M | CT FOR PROTECTION | 75A 5P10,TAPE CL.E | 1080 | 1130
GMCP7505 | G & M | CT FOR PROTECTION | 75A 5P10, EPOXY CAST | 2380 | 2489
GMCP8101 | G & M | CT FOR PROTECTION | 800A CAST RESIN INS.CL.H | 2450 | 2563
GMCP8102 | G & M | CT FOR PROTECTION | 800A 5P10,TAPE CL.B | 620 | 649
GMCP8103 | G & M | CT FOR PROTECTION | 800A 5P10,TAPE CL.E | 590 | 617
GMCP8105 | G & M | CT FOR PROTECTION | 800A 5P10, EPOXY CAST | 1180 | 1234
GMCP8110 | G & M | CT FOR PROTECTION | 800A 5P15, EPOXY CAST | 1380 | 1443
GMPT1101 | G & M | POTENTIAL T/F | 100VA 1.5F30s TAPE CL0.5 | 1920 | 2008
GMPT1102 | G & M | POTENTIAL T/F | 100VA 1.5F30s TAPE CL 1 | 1560 | 1632
GMPT1103 | G & M | POTENTIAL T/F | 100VA 1.5F30s TAPE CL 3 | 920 | 962
GMPT1107 | G & M | POTENTIAL T/F | 100VA 1.5F30s EPCAST CL0.5 | 2480 | 2594
GMPT1108 | G & M | POTENTIAL T/F | 100VA 1.5F30s EPCAST CL 1 | 1960 | 2050
GMPT1109 | G & M | POTENTIAL T/F | 100VA 1.5F30s EPCAST CL 3 | 1370 | 1433
GMPT1110 | G & M | POTENTIAL T/F | 100VA 1.9F8Hr TAPE CL0.5 | 2690 | 2814
GMPT1111 | G & M | POTENTIAL T/F | 100VA 1.9F8Hr TAPE CL 1 | 2180 | 2280
GMPT1112 | G & M | POTENTIAL T/F | 100VA 1.9F8Hr TAPE CL 3 | 1450 | 1517
GMPT1116 | G & M | POTENTIAL T/F | 100VA 1.9F8Hr EPCAST CL0.5 | 3460 | 3619
GMPT1117 | G & M | POTENTIAL T/F | 100VA 1.9F8Hr EPCAST CL 1 | 2740 | 2866
GMPT1118 | G & M | POTENTIAL T/F | 100VA 1.9F8Hr EPCAST CL 3 | 1930 | 2019
GMPT1501 | G & M | POTENTIAL T/F | 15 VA 1.5F30s TAPE CL0.5 | 1060 | 1109
GMPT1502 | G & M | POTENTIAL T/F | 15 VA,1.5F30s TAPE CL 1 | 850 | 889
GMPT1503 | G & M | POTENTIAL T/F | 15 VA,1.5F30s TAPE CL 3 | 540 | 565
GMPT1507 | G & M | POTENTIAL T/F | 15 VA,1.5F30s EPCAST CL0.5 | 1190 | 1245
GMPT1508 | G & M | POTENTIAL T/F | 15 VA,1.5F30s EPCAST CL 1 | 960 | 1004
GMPT1509 | G & M | POTENTIAL T/F | 15 VA,1.5F30s EPCAST CL 3 | 620 | 649
GMPT1510 | G & M | POTENTIAL T/F | 15 VA,1.9F8Hr TAPE CL0.5 | 1480 | 1548
GMPT1511 | G & M | POTENTIAL T/F | 15 VA,1.9F8Hr TAPE CL 1 | 1190 | 1245
GMPT1512 | G & M | POTENTIAL T/F | 15 VA,1.9F8Hr TAPE CL 3 | 740 | 774
GMPT1516 | G & M | POTENTIAL T/F | 15 VA,1.9F8Hr EPCAST CL0.5 | 1680 | 1757
GMPT1517 | G & M | POTENTIAL T/F | 15 VA,1.9F8Hr EPCAST CL 1 | 1360 | 1423
GMPT1518 | G & M | POTENTIAL T/F | 15 VA,1.9F8Hr EPCAST CL 3 | 850 | 889
GMPT2108 | G&M | POTENTIAL TRANSFORMER | 200 VA POTENTIAL TRANSFORMER | 2000 | 2092
GMPT5001 | G & M | POTENTIAL T/F | 50 VA,1.5F30s TAPE CL0.5 | 1410 | 1475
GMPT5002 | G & M | POTENTIAL T/F | 50 VA,1.5F30s TAPE CL 1 | 1010 | 1056
GMPT5003 | G & M | POTENTIAL T/F | 50 VA,1.5F30s TAPE CL 3 | 680 | 711
GMPT5007 | G & M | POTENTIAL T/F | 50 VA,1.5F30s EPCAST CL0.5 | 1580 | 1653
GMPT5008 | G & M | POTENTIAL T/F | 50 VA,1.5F30s EPCAST CL 1 | 1290 | 1349
GMPT5009 | G & M | POTENTIAL T/F | 50 VA,1.5F30s EPCAST CL 3 | 860 | 900
GMPT5010 | G & M | POTENTIAL T/F | 50 VA,1.9F8Hr TAPE CL0.5 | 1970 | 2061
GMPT5011 | G & M | POTENTIAL T/F | 50 VA,1.9F8Hr TAPE CL 1 | 1380 | 1443
GMPT5012 | G & M | POTENTIAL T/F | 50 VA,1.9F8Hr TAPE CL 3 | 950 | 994
GMPT5016 | G & M | POTENTIAL T/F | 50 VA,1.9F8Hr EPCAST CL0.5 | 2240 | 2343
GMPT5017 | G & M | POTENTIAL T/F | 50 VA,1.9F8Hr EPCAST CL 1 | 1820 | 1904
GMPT5018 | G & M | POTENTIAL T/F | 50 VA,1.9F8Hr EPCAST CL 3 | 1190 | 1245
GSM205EF | GOLD STAR | DP MCCB | 5A 5KA ABE52A | 1155 | 647
GSM205S1 | GOLD STAR | DP MCCB | 05A 10KA ABS52A | 1535 | 860
GSM205SF | GOLD STAR | DP MCCB | 05A 05KA ABS32A | 1270 | 712
GSM210EF | GOLD STAR | DP MCCB | 10A 5KA ABE52A | 1155 | 647
GSM210S1 | GOLD STAR | DP MCCB | 10A 10KA ABS52A | 1535 | 860
GSM210SF | GOLD STAR | DP MCCB | 10A 05KA ABS32A | 1270 | 712
GSM211E1 | GOLD STAR | DP MCCB | 100A 10KA ABE102A | 1535 | 860
GSM211H2 | GOLD STAR | DP MCCB | 100A 22KA ABH102 | 3275 | 1835
GSM211L7 | GOLD STAR | DP MCCB | 100A 65KA ABL102A | 4800 | 2690
GSM211S5 | GOLD STAR | DP MCCB | 100A 14KA ABS102A | 1760 | 986
GSM213E1 | GOLD STAR | DP MCCB | 125A 10KA ABE202A | 4210 | 2359
GSM213H4 | GOLD STAR | DP MCCB | 125A 45KA ABH202A | 7210 | 4040
GSM213L7 | GOLD STAR | DP MCCB | 125A 65KA ABL202A | 9475 | 5309
GSM213S5 | GOLD STAR | DP MCCB | 125A 14KA ABS202A | 4780 | 2678
GSM215E1 | GOLD STAR | DP MCCB | 15A 10KA ABE102A | 1535 | 860
GSM215EF | GOLD STAR | DP MCCB | 15A 5KA ABE52A | 1155 | 647
GSM215H2 | GOLD STAR | DP MCCB | 15A 22KA ABH102 | 3275 | 1835
GSM215H5 | GOLD STAR | DP MCCB | 15A 14KA ABH52A | 1680 | 941
GSM215L7 | GOLD STAR | DP MCCB | 15A 65KA ABL52A | 4740 | 2656
GSM215S1 | GOLD STAR | DP MCCB | 15A 10KA ABS52A | 1535 | 860
GSM215S5 | GOLD STAR | DP MCCB | 15A 14KA ABS102A | 1760 | 986
GSM215SF | GOLD STAR | DP MCCB | 15A 05KA ABS32A | 1270 | 712
GSM216E1 | GOLD STAR | DP MCCB | 150A 10KA ABE202A | 4210 | 2359
GSM216H4 | GOLD STAR | DP MCCB | 150A 45KA ABH202A | 7210 | 4040
GSM216L7 | GOLD STAR | DP MCCB | 150A 65KA ABL202A | 9475 | 5309
GSM216S5 | GOLD STAR | DP MCCB | 150A 14KA ABS202A | 4780 | 2678
GSM218E1 | GOLD STAR | DP MCCB | 175A 10KA ABE202A | 4210 | 2359
GSM218H4 | GOLD STAR | DP MCCB | 175A 45KA ABH202A | 7210 | 4040
GSM218L7 | GOLD STAR | DP MCCB | 175A 65KA ABL202A | 9475 | 5309
GSM218S5 | GOLD STAR | DP MCCB | 175A 14KA ABS202A | 4780 | 2678
GSM220E1 | GOLD STAR | DP MCCB | 20A 10KA ABE102A | 1535 | 860
GSM220EF | GOLD STAR | DP MCCB | 20A 5KA ABE52A | 1155 | 647
GSM220H2 | GOLD STAR | DP MCCB | 20A 22KA ABH102 | 3275 | 1835
GSM220H5 | GOLD STAR | DP MCCB | 20A 14KA ABH52A | 1680 | 941
GSM220L7 | GOLD STAR | DP MCCB | 20A 65KA ABL52A | 4740 | 2656
GSM220S1 | GOLD STAR | DP MCCB | 20A 10KA ABS52A | 1535 | 860
GSM220S5 | GOLD STAR | DP MCCB | 20A 14KA ABS102A | 1760 | 986
GSM220SF | GOLD STAR | DP MCCB | 20A 05KA ABS32A | 1270 | 712
GSM221E1 | GOLD STAR | DP MCCB | 200A 10KA ABE202A | 4210 | 2359
GSM221H4 | GOLD STAR | DP MCCB | 200A 45KA ABH202A | 7210 | 4040
GSM221L7 | GOLD STAR | DP MCCB | 200A 65KA ABL202A | 9475 | 5309
GSM221S5 | GOLD STAR | DP MCCB | 200A 14KA ABS202A | 4780 | 2678
GSM223E1 | GOLD STAR | DP MCCB | 225A 10KA ABE202A | 4210 | 2359
GSM223H4 | GOLD STAR | DP MCCB | 225A 45KA ABH202A | 2721 | 1525
GSM223L7 | GOLD STAR | DP MCCB | 225A 65KA ABL202A | 9475 | 5309
GSM223S5 | GOLD STAR | DP MCCB | 225A 14KA ABS202A | 4780 | 2678
GSM226E2 | GOLD STAR | DP MCCB | 250A 25KA ABE402 | 8570 | 4802
GSM226H4 | GOLD STAR | DP MCCB | 250A 45KA ABH402 | 10360 | 5805
GSM226L6 | GOLD STAR | DP MCCB | 250A 60KA ABL402 | 10775 | 6038
GSM226S3 | GOLD STAR | DP MCCB | 250A 30KA ABS402 | 9785 | 5483
GSM230E1 | GOLD STAR | DP MCCB | 30A 10KA ABE102A | 1535 | 860
GSM230EF | GOLD STAR | DP MCCB | 30A 5KA ABE52A | 1155 | 647
GSM230H2 | GOLD STAR | DP MCCB | 30A 22KA ABH102 | 3275 | 1835
GSM230H5 | GOLD STAR | DP MCCB | 30A 14KA ABH52A | 2200 | 1233
GSM230L7 | GOLD STAR | DP MCCB | 30A 65KA ABL52A | 4740 | 2656
GSM230S1 | GOLD STAR | DP MCCB | 30A 10KA ABS52A | 1535 | 860
GSM230S5 | GOLD STAR | DP MCCB | 30A 14KA ABS102A | 1760 | 986
GSM230SF | GOLD STAR | DP MCCB | 30A 05KA ABS32A | 1270 | 712
GSM231E2 | GOLD STAR | DP MCCB | 300A 25KA ABE402 | 8570 | 4802
GSM231H4 | GOLD STAR | DP MCCB | 300A 45KA ABH402 | 10360 | 5805
GSM231L6 | GOLD STAR | DP MCCB | 300A 60KA ABL402 | 10775 | 6038
GSM231S3 | GOLD STAR | DP MCCB | 300A 30KA ABS402 | 9785 | 5483
GSM236E2 | GOLD STAR | DP MCCB | 350A 25KA ABE402 | 8570 | 4802
GSM236H4 | GOLD STAR | DP MCCB | 350A 45KA ABH402 | 10360 | 5805
GSM236L6 | GOLD STAR | DP MCCB | 350A 60KA ABL402 | 10775 | 6038
GSM236S3 | GOLD STAR | DP MCCB | 350A 30KA ABS402 | 9785 | 5483
GSM240E1 | GOLD STAR | DP MCCB | 40A 10KA ABE102A | 1535 | 860
GSM240EF | GOLD STAR | DP MCCB | 40A 5KA ABE52A | 1155 | 647
GSM240H2 | GOLD STAR | DP MCCB | 40A 22KA ABH102 | 3275 | 1835
GSM240H5 | GOLD STAR | DP MCCB | 40A 14KA ABH52A | 1680 | 941
GSM240L7 | GOLD STAR | DP MCCB | 40A 65KA ABL52A | 4740 | 2656
GSM240S1 | GOLD STAR | DP MCCB | 40A 10KA ABS52A | 1535 | 860
GSM240S5 | GOLD STAR | DP MCCB | 40A 14KA ABS102A | 1760 | 986
GSM241E2 | GOLD STAR | DP MCCB | 400A 25KA ABE402 | 8570 | 4802
GSM241H4 | GOLD STAR | DP MCCB | 400A 45KA ABH402 | 10360 | 5805
GSM241L6 | GOLD STAR | DP MCCB | 400A 60KA ABL402 | 10775 | 6038
GSM241S3 | GOLD STAR | DP MCCB | 400A 30KA ABS402 | 9785 | 5483
GSM250E1 | GOLD STAR | DP MCCB | 50A 10KA ABE102A | 1535 | 860
GSM250EF | GOLD STAR | DP MCCB | 50A 5KA ABE52A | 1155 | 647
GSM250H2 | GOLD STAR | DP MCCB | 50A 22KA ABH102 | 3275 | 1835
GSM250H5 | GOLD STAR | DP MCCB | 50A 14KA ABH52A | 1680 | 941
GSM250L7 | GOLD STAR | DP MCCB | 50A 65KA ABL52A | 4740 | 2656
GSM250S1 | GOLD STAR | DP MCCB | 50A 10KA ABS52A | 2000 | 1121
GSM250S5 | GOLD STAR | DP MCCB | 50A 14KA ABS102A | 1760 | 986
GSM251E3 | GOLD STAR | DP MCCB | 500A 30KA ABE602 | 13630 | 7638
GSM251L6 | GOLD STAR | DP MCCB | 500A 60KA ABL602 | 15070 | 8444
GSM260E1 | GOLD STAR | DP MCCB | 60A 10KA ABE102A | 1535 | 860
GSM260EF | GOLD STAR | DP MCCB | 60A 5KA ABE62A | 1370 | 768
GSM260H2 | GOLD STAR | DP MCCB | 60A 22KA ABH102 | 3275 | 1835
GSM260L7 | GOLD STAR | DP MCCB | 60A 65KA ABL102A | 4800 | 2690
GSM260S1 | GOLD STAR | DP MCCB | 60A 10KA ABS62A | 2100 | 1177
GSM260S5 | GOLD STAR | DP MCCB | 60A 14KA ABS102A | 2200 | 1233
GSM261E3 | GOLD STAR | DP MCCB | 600A 30KA ABE602 | 13630 | 7638
GSM261L6 | GOLD STAR | DP MCCB | 600A 60KA ABL602 | 15070 | 8444
GSM271L6 | GOLD STAR | DP MCCB | 700A 60KA ABL802 | 24700 | 13841
GSM275E1 | GOLD STAR | DP MCCB | 75A 10KA ABE102A | 1535 | 860
GSM275H2 | GOLD STAR | DP MCCB | 75A 22KA ABH102 | 3275 | 1835
GSM275L7 | GOLD STAR | DP MCCB | 75A 65KA ABL102A | 4800 | 2690
GSM275S5 | GOLD STAR | DP MCCB | 75A 14KA ABS102A | 1760 | 986
GSM281L6 | GOLD STAR | DP MCCB | 800A 60KA ABL802 | 24700 | 13841
GSM305EF | GOLD STAR | TP MCCB | 05A 05KA ABE53A | 1460 | 818
GSM305S1 | GOLD STAR | TP MCCB | 05A 10KA ABS53A | 2000 | 1121
GSM305SF | GOLD STAR | TP MCCB | 05A 05KA ABS33A | 1270 | 712
GSM310EF | GOLD STAR | TP MCCB | 10A 05KA ABE53A | 1460 | 818
GSM310H1 | GOLD STAR | TP MCCB | 10A 10KA ABH33A | 1700 | 953
GSM310S1 | GOLD STAR | TP MCCB | 10A 10KA ABS53A | 2000 | 1121
GSM310SF | GOLD STAR | TP MCCB | 10A 05KA ABS33A | 1700 | 953
GSM311E1 | GOLD STAR | TP MCCB | 100A 10KA ABE103A | 2000 | 1121
GSM311H2 | GOLD STAR | TP MCCB | 100A 22KA ABH103A | 3500 | 1961
GSM311L7 | GOLD STAR | TP MCCB | 100A 65KA ABL103A | 5800 | 3250
GSM311S5 | GOLD STAR | TP MCCB | 100A 14KA ABS103A | 2200 | 1233
GSM312S7 | GOLD STAR | TP MCCB | 1000A 65KA ABS1003 | 41500 | 23254
GSM313E1 | GOLD STAR | TP MCCB | 125A 10KA ABE203A | 3100 | 1737
GSM313H4 | GOLD STAR | TP MCCB | 125A 45KA ABH203A | 8480 | 4752
GSM313L7 | GOLD STAR | TP MCCB | 125A 65KA ABL203A | 9250 | 5183
GSM313S5 | GOLD STAR | TP MCCB | 125A 14KA ABS203A | 5770 | 3233
GSM314S7 | GOLD STAR | TP MCCB | 1200A 65KA ABS1203 | 47000 | 26336
GSM315E1 | GOLD STAR | TP MCCB | 15A 10KA ABE103A | 2000 | 1121
GSM315EF | GOLD STAR | TP MCCB | 15A 05KA ABE53A | 1460 | 818
GSM315H1 | GOLD STAR | TP MCCB | 15A 10KA ABH33A | 1700 | 953
GSM315H2 | GOLD STAR | TP MCCB | 15A 22KA ABH103A | 3500 | 1961
GSM315H5 | GOLD STAR | TP MCCB | 15A 14KA ABH53A | 2200 | 1233
GSM315L7 | GOLD STAR | TP MCCB | 15A 65KA ABL53A | 5000 | 2802
GSM315S1 | GOLD STAR | TP MCCB | 15A 10KA ABS53A | 2000 | 1121
GSM315S5 | GOLD STAR | TP MCCB | 15A 14KA ABS103A | 2200 | 1233
GSM315SF | GOLD STAR | TP MCCB | 15A 05KA ABS33A | 1700 | 953
GSM316E1 | GOLD STAR | TP MCCB | 150A 10KA ABE203A | 4300 | 2409
GSM316H4 | GOLD STAR | TP MCCB | 150A 45KA ABH203A | 8480 | 4752
GSM316L7 | GOLD STAR | TP MCCB | 150A 65KA ABL203A | 9250 | 5183
GSM316S5 | GOLD STAR | TP MCCB | 150A 14KA ABS203A | 5770 | 3233
GSM318E1 | GOLD STAR | TP MCCB | 175A 10KA ABE203A | 5400 | 3026
GSM318H4 | GOLD STAR | TP MCCB | 175A 45KA ABH203A | 8480 | 4752
GSM318L7 | GOLD STAR | TP MCCB | 175A 65KA ABL203A | 9250 | 5183
GSM318S5 | GOLD STAR | TP MCCB | 175A 14KA ABS203A | 5770 | 3233
GSM320E1 | GOLD STAR | TP MCCB | 20A 10KA ABE103A | 2000 | 1121
GSM320EF | GOLD STAR | TP MCCB | 20A 05KA ABE53A | 1460 | 818
GSM320H1 | GOLD STAR | TP MCCB | 20A 10KA ABH33A | 1700 | 953
GSM320H2 | GOLD STAR | TP MCCB | 20A 22KA ABH103A | 3500 | 1961
GSM320H5 | GOLD STAR | TP MCCB | 20A 14KA ABH53A | 2200 | 1233
GSM320L7 | GOLD STAR | TP MCCB | 20A 65KA ABL53A | 5000 | 2802
GSM320S1 | GOLD STAR | TP MCCB | 20A 10KA ABS53A | 2000 | 1121
GSM320S5 | GOLD STAR | TP MCCB | 20A 14KA ABS103A | 2200 | 1233
GSM320SF | GOLD STAR | TP MCCB | 20A 05KA ABS33A | 1700 | 953
GSM321E1 | GOLD STAR | TP MCCB | 200A 10KA ABE203A | 5400 | 3026
GSM321H4 | GOLD STAR | TP MCCB | 200A 45KA ABH203A | 8480 | 4752
GSM321L7 | GOLD STAR | TP MCCB | 200A 65KA ABL203A | 9250 | 5183
GSM321S5 | GOLD STAR | TP MCCB | 200A 14KA ABS203A | 5770 | 3233
GSM323E1 | GOLD STAR | TP MCCB | 225A 10KA ABE203A | 6200 | 3474
GSM323H4 | GOLD STAR | TP MCCB | 225A 45KA ABH203A | 8480 | 4752
GSM323L7 | GOLD STAR | TP MCCB | 225A 65KA ABL203A | 9250 | 5183
GSM323S5 | GOLD STAR | TP MCCB | 225A 14KA ABS203A | 5770 | 3233
GSM326E2 | GOLD STAR | TP MCCB | 250A 25KA ABE403 | 7700 | 4315
GSM326H4 | GOLD STAR | TP MCCB | 250A 45KA ABH403 | 12750 | 7144
GSM326L6 | GOLD STAR | TP MCCB | 250A 60KA ABL403 | 81300 | 45556
GSM326S3 | GOLD STAR | TP MCCB | 250A 30KA ABS403 | 11750 | 6584
GSM330E1 | GOLD STAR | TP MCCB | 30A 10KA ABE103A | 2000 | 1121
GSM330EF | GOLD STAR | TP MCCB | 30A 05KA ABE53A | 1460 | 818
GSM330H1 | GOLD STAR | TP MCCB | 30A 10KA ABH33A | 1700 | 953
GSM330H2 | GOLD STAR | TP MCCB | 30A 22KA ABH103A | 3500 | 1961
GSM330H5 | GOLD STAR | TP MCCB | 30A 14KA ABH53A | 2200 | 1233
GSM330L7 | GOLD STAR | TP MCCB | 30A 65KA ABL53A | 5000 | 2802
GSM330S1 | GOLD STAR | TP MCCB | 30A 10KA ABS53A | 2000 | 1121
GSM330S5 | GOLD STAR | TP MCCB | 30A 14KA ABS103A | 2200 | 1233
GSM330SF | GOLD STAR | TP MCCB | 30A 05KA ABS33A | 1700 | 953
GSM331E2 | GOLD STAR | TP MCCB | 300A 25KA ABE403 | 11500 | 6444
GSM331H4 | GOLD STAR | TP MCCB | 300A 45KA ABH403 | 12750 | 7144
GSM331L6 | GOLD STAR | TP MCCB | 300A 60KA ABL403 | 13000 | 7284
GSM331S3 | GOLD STAR | TP MCCB | 300A 30KA ABS403 | 11750 | 6584
GSM336E2 | GOLD STAR | TP MCCB | 350A 25KA ABE403 | 11500 | 6444
GSM336H4 | GOLD STAR | TP MCCB | 350A 45KA ABH403 | 12750 | 7144
GSM336L6 | GOLD STAR | TP MCCB | 350A 60KA ABL403 | 13000 | 7284
GSM336S3 | GOLD STAR | TP MCCB | 350A 30KA ABS403 | 11750 | 6584
GSM340E1 | GOLD STAR | TP MCCB | 40A 10KA ABE103A | 2000 | 1121
GSM340EF | GOLD STAR | TP MCCB | 40A 05KA ABE53A | 1460 | 818
GSM340H2 | GOLD STAR | TP MCCB | 40A 22KA ABH103A | 3500 | 1961
GSM340H5 | GOLD STAR | TP MCCB | 40A 14KA ABH53A | 2200 | 1233
GSM340L7 | GOLD STAR | TP MCCB | 40A 65KA ABL53A | 5000 | 2802
GSM340S1 | GOLD STAR | TP MCCB | 40A 10KA ABS53A | 2000 | 1121
GSM340S5 | GOLD STAR | TP MCCB | 40A 14KA ABS103A | 2200 | 1233
GSM341E2 | GOLD STAR | TP MCCB | 400A 25KA ABE403 | 11500 | 6444
GSM341H4 | GOLD STAR | TP MCCB | 400A 45KA ABH403 | 12750 | 7144
GSM341L6 | GOLD STAR | TP MCCB | 400A 60KA ABL403 | 13000 | 7284
GSM341S3 | GOLD STAR | TP MCCB | 400A 30KA ABS403 | 11750 | 6584
GSM350E1 | GOLD STAR | TP MCCB | 50A 10KA ABE103A | 2000 | 1121
GSM350EF | GOLD STAR | TP MCCB | 50A 05KA ABE53A | 1460 | 818
GSM350H2 | GOLD STAR | TP MCCB | 50A 22KA ABH103A | 3500 | 1961
GSM350H5 | GOLD STAR | TP MCCB | 50A 14KA ABH53A | 2200 | 1233
GSM350L7 | GOLD STAR | TP MCCB | 50A 65KA ABL53A | 5000 | 2802
GSM350S1 | GOLD STAR | TP MCCB | 50A 10KA ABS53A | 2000 | 1121
GSM350S5 | GOLD STAR | TP MCCB | 50A 14KA ABS103A | 2200 | 1233
GSM351E3 | GOLD STAR | TP MCCB | 500A 30KA ABE603 | 14800 | 8293
GSM351L6 | GOLD STAR | TP MCCB | 500A 60KA ABL603 | 14750 | 8265
GSM351S4 | GOLD STAR | TP MCCB | 500A 45KA ABS603 | 15200 | 8517
GSM360E1 | GOLD STAR | TP MCCB | 60A 10KA ABE103A | 2000 | 1121
GSM360EF | GOLD STAR | TP MCCB | 60A 05KA ABE63A | 1760 | 986
GSM360H2 | GOLD STAR | TP MCCB | 60A 22KA ABH103A | 3500 | 1961
GSM360L7 | GOLD STAR | TP MCCB | 60A 65KA ABL103A | 5800 | 3250
GSM360S1 | GOLD STAR | TP MCCB | 60A 10KA ABS63A | 2100 | 1177
GSM360S5 | GOLD STAR | TP MCCB | 60A 14KA ABS103A | 2200 | 1233
GSM361E3 | GOLD STAR | TP MCCB | 600A 30KA ABE603 | 14800 | 8293
GSM361L6 | GOLD STAR | TP MCCB | 600A 60KA ABL603 | 14750 | 8265
GSM361S4 | GOLD STAR | TP MCCB | 600A 45KA ABS603 | 15200 | 8517
GSM371E3 | GOLD STAR | TP MCCB | 700A 30KA ABE803 | 19500 | 10927
GSM371L6 | GOLD STAR | TP MCCB | 700A 60KA ABL803 | 28000 | 15690
GSM371S4 | GOLD STAR | TP MCCB | 700A 45KA ABS803 | 20800 | 11655
GSM375E1 | GOLD STAR | TP MCCB | 75A 10KA ABE103A | 2000 | 1121
GSM375H2 | GOLD STAR | TP MCCB | 75A 22KA ABH103A | 3500 | 1961
GSM375L7 | GOLD STAR | TP MCCB | 75A 65KA ABL103A | 5800 | 3250
GSM375S5 | GOLD STAR | TP MCCB | 75A 14KA ABS103A | 2200 | 1233
GSM381E3 | GOLD STAR | TP MCCB | 800A 30KA ABE803 | 19500 | 10927
GSM381L6 | GOLD STAR | TP MCCB | 800A 60KA ABL803 | 28000 | 15690
GSM381S4 | GOLD STAR | TP MCCB | 800A 45KA ABS803 | 20800 | 11655
GSM405S1 | GOLD STAR | 4P MCCB | 05A 10KA ABS54A | 2400 | 1345
GSM410S1 | GOLD STAR | 4P MCCB | 10A 10KA ABS54A | 2400 | 1345
GSM411H2 | GOLD STAR | 4P MCCB | 100A 22KA ABH104A | 5300 | 2970
GSM411L7 | GOLD STAR | 4P MCCB | 100A 65KA ABL104A | 8485 | 4755
GSM411S5 | GOLD STAR | 4P MCCB | 100A 14KA ABS104A | 2730 | 1530
GSM413H4 | GOLD STAR | 4P MCCB | 125A 45KA ABH204A | 11000 | 6164
GSM413L7 | GOLD STAR | 4P MCCB | 125A 65KA ABL204A | 13870 | 7772
GSM413S5 | GOLD STAR | 4P MCCB | 125A 14KA ABS204A | 7400 | 4147
GSM415H2 | GOLD STAR | 4P MCCB | 15A 22KA ABH104A | 5300 | 2970
GSM415H5 | GOLD STAR | 4P MCCB | 15A 14KA ABH54A | 2630 | 1474
GSM415L7 | GOLD STAR | 4P MCCB | 15A 65KA ABL54A | 8005 | 4486
GSM415S1 | GOLD STAR | 4P MCCB | 15A 10KA ABS54A | 2400 | 1345
GSM415S5 | GOLD STAR | 4P MCCB | 15A 14KA ABS104A | 2730 | 1530
GSM416H4 | GOLD STAR | 4P MCCB | 150A 45KA ABH204A | 11000 | 6164
GSM416L7 | GOLD STAR | 4P MCCB | 150A 65KA ABL204A | 13870 | 7772
GSM416S5 | GOLD STAR | 4P MCCB | 150A 14KA ABS204A | 7400 | 4147
GSM418H4 | GOLD STAR | 4P MCCB | 175A 45KA ABH204A | 11000 | 6164
GSM418L7 | GOLD STAR | 4P MCCB | 175A 65KA ABL204A | 13870 | 7772
GSM418S5 | GOLD STAR | 4P MCCB | 175A 14KA ABS204A | 7400 | 4147
GSM420H2 | GOLD STAR | 4P MCCB | 20A 22KA ABH104A | 5300 | 2970
GSM420H5 | GOLD STAR | 4P MCCB | 20A 14KA ABH54A | 2630 | 1474
GSM420L7 | GOLD STAR | 4P MCCB | 20A 65KA ABL54A | 8005 | 4486
GSM420S1 | GOLD STAR | 4P MCCB | 20A 10KA ABS54A | 2400 | 1345
GSM420S5 | GOLD STAR | 4P MCCB | 20A 14KA ABS104A | 2730 | 1530
GSM421H4 | GOLD STAR | 4P MCCB | 200A 45KA ABH204A | 11000 | 6164
GSM421L7 | GOLD STAR | 4P MCCB | 200A 65KA ABL204A | 13870 | 7772
GSM421S5 | GOLD STAR | 4P MCCB | 200A 14KA ABS204A | 7400 | 4147
GSM423H4 | GOLD STAR | 4P MCCB | 225A 45KA ABH204A | 11000 | 6164
GSM423L7 | GOLD STAR | 4P MCCB | 225A 65KA ABL204A | 13870 | 7772
GSM423S5 | GOLD STAR | 4P MCCB | 225A 14KA ABS204A | 7400 | 4147
GSM426H4 | GOLD STAR | 4P MCCB | 250A 45KA ABH404 | 15990 | 8960
GSM426L6 | GOLD STAR | 4P MCCB | 250A 60KA ABL404 | 17700 | 9918
GSM426S3 | GOLD STAR | 4P MCCB | 250A 30KA ABS404 | 14300 | 8013
GSM430H2 | GOLD STAR | 4P MCCB | 30A 22KA ABH104A | 5300 | 2970
GSM430H5 | GOLD STAR | 4P MCCB | 30A 14KA ABH54A | 2630 | 1474
GSM430L7 | GOLD STAR | 4P MCCB | 30A 65KA ABL54A | 8005 | 4486
GSM430S1 | GOLD STAR | 4P MCCB | 30A 10KA ABS54A | 2400 | 1345
GSM430S5 | GOLD STAR | 4P MCCB | 30A 14KA ABS104A | 2730 | 1530
GSM431H4 | GOLD STAR | 4P MCCB | 300A 45KA ABH404 | 15990 | 8960
GSM431L6 | GOLD STAR | 4P MCCB | 300A 60KA ABL404 | 17700 | 9918
GSM431S3 | GOLD STAR | 4P MCCB | 300A 30KA ABS404 | 14300 | 8013
GSM436H4 | GOLD STAR | 4P MCCB | 350A 45KA ABH404 | 15990 | 8960
GSM436L6 | GOLD STAR | 4P MCCB | 350A 60KA ABL404 | 17700 | 9918
GSM436S3 | GOLD STAR | 4P MCCB | 350A 30KA ABS404 | 14300 | 8013
GSM440H2 | GOLD STAR | 4P MCCB | 40A 22KA ABH104A | 5300 | 2970
GSM440H5 | GOLD STAR | 4P MCCB | 40A 14KA ABH54A | 2630 | 1474
GSM440L7 | GOLD STAR | 4P MCCB | 40A 65KA ABL54A | 8005 | 4486
GSM440S1 | GOLD STAR | 4P MCCB | 40A 10KA ABS54A | 2400 | 1345
GSM440S5 | GOLD STAR | 4P MCCB | 40A 14KA ABS104A | 2730 | 1530
GSM441H4 | GOLD STAR | 4P MCCB | 400A 45KA ABH404 | 15990 | 8960
GSM441L6 | GOLD STAR | 4P MCCB | 400A 60KA ABL404 | 17700 | 9918
GSM441S3 | GOLD STAR | 4P MCCB | 400A 30KA ABS404 | 14300 | 8013
GSM450H2 | GOLD STAR | 4P MCCB | 50A 22KA ABH104A | 5300 | 2970
GSM450H5 | GOLD STAR | 4P MCCB | 50A 14KA ABH54A | 2630 | 1474
GSM450L7 | GOLD STAR | 4P MCCB | 50A 65KA ABL54A | 8005 | 4486
GSM450S1 | GOLD STAR | 4P MCCB | 50A 10KA ABS54A | 2400 | 1345
GSM450S5 | GOLD STAR | 4P MCCB | 50A 14KA ABS104A | 2730 | 1530
GSM451L6 | GOLD STAR | 4P MCCB | 500A 60KA ABL604 | 19900 | 11151
GSM451S4 | GOLD STAR | 4P MCCB | 500A 45KA ABS604 | 19800 | 11095
GSM460H2 | GOLD STAR | 4P MCCB | 60A 22KA ABH104A | 5300 | 2970
GSM460L7 | GOLD STAR | 4P MCCB | 60A 65KA ABL104A | 8485 | 4755
GSM460S1 | GOLD STAR | 4P MCCB | 60A 10KA ABS64A | 2400 | 1345
GSM460S5 | GOLD STAR | 4P MCCB | 60A 14KA ABS104A | 2730 | 1530
GSM461L6 | GOLD STAR | 4P MCCB | 600A 60KA ABL604 | 19900 | 11151
GSM461S4 | GOLD STAR | 4P MCCB | 600A 45KA ABS604 | 19800 | 11095
GSM471L6 | GOLD STAR | 4P MCCB | 700A 60KA ABL804 | 33250 | 18631
GSM471S4 | GOLD STAR | 4P MCCB | 700A 45KA ABS804 | 27500 | 15409
GSM475H2 | GOLD STAR | 4P MCCB | 75A 22KA ABH104A | 5300 | 2970
GSM475L7 | GOLD STAR | 4P MCCB | 75A 65KA ABL104A | 8485 | 4755
GSM475S5 | GOLD STAR | 4P MCCB | 75A 14KA ABS104A | 2730 | 1530
GSM481L6 | GOLD STAR | 4P MCCB | 800A 60KA ABL804 | 33250 | 18631
GSM481S4 | GOLD STAR | 4P MCCB | 800A 45KA ABS804 | 27500 | 15409
IMTM | IMP | TRI VECTOR METER |  | 5940 | 4971
INCM1101 | INDCOIL | CT FOR METERING | 100A,TAPE CLASS A | 310 | 300
INCM1102 | INDCOIL | CT FOR METERING | 100A,TAPE CLASS B | 310 | 300
INCM1103 | INDCOIL | CT FOR METERING | 100A,TAPE CLASS E | 310 | 300
INCM1104 | INDCOIL | CT FOR METERING | 100A,CAST RESIN | 470 | 455
INCM1105 | INDCOIL | CT FOR METERING | 100A EP.CAST RESIN | 635 | 614
INCM1201 | INDCOIL | CT FOR METERING | 1000A,TAPE CL. A | 220 | 213
INCM1202 | INDCOIL | CT FOR METERING | 1000A,TAPE CL. B | 220 | 213
INCM1203 | INDCOIL | CT FOR METERING | 1000A,TAPE CL. E | 220 | 213
INCM1204 | INDCOIL | CT FOR METERING | 1000A,CAST RESIN | 330 | 319
INCM1205 | INDCOIL | CT FOR METERING | 1000A EPOXY CAST | 445 | 431
INCM1401 | INDCOIL | CT FOR METERING | 1250A,TAPE CL. A | 240 | 232
INCM1402 | INDCOIL | CT FOR METERING | 1250A,TAPE CL. B | 240 | 232
INCM1403 | INDCOIL | CT FOR METERING | 1250A,TAPE CL. E | 240 | 232
INCM1404 | INDCOIL | CT FOR METERING | 1250A,CAST RESIN | 360 | 348
INCM1405 | INDCOIL | CT FOR METERING | 1250A EPOXY CAST | 485 | 469
INCM1601 | INDCOIL | CT FOR METERING | 150A,TAPE CL. A | 210 | 203
INCM1602 | INDCOIL | CT FOR METERING | 150A,TAPE CL. B | 210 | 203
INCM1603 | INDCOIL | CT FOR METERING | 150A,TAPE CL. E | 210 | 203
INCM1604 | INDCOIL | CT FOR METERING | 150A,CAST RESIN | 315 | 305
INCM1605 | INDCOIL | CT FOR METERING | 150A EPOXY CAST | 425 | 411
INCM1801 | INDCOIL | CT FOR METERING | 1600A,TAPE CL. A | 250 | 242
INCM1802 | INDCOIL | CT FOR METERING | 1600A,TAPE CL. B | 250 | 242
INCM1803 | INDCOIL | CT FOR METERING | 1600A,TAPE CL. E | 250 | 242
INCM1804 | INDCOIL | CT FOR METERING | 1600A,CAST RESIN | 375 | 363
INCM1805 | INDCOIL | CT FOR METERING | 1600A EPOXY CAST | 505 | 489
INCM2101 | INDCOIL | CT FOR METERING | 200A,TAPE CL. A | 155 | 150
INCM2102 | INDCOIL | CT FOR METERING | 200A,TAPE CL. B | 155 | 150
INCM2103 | INDCOIL | CT FOR METERING | 200ATAPE CL. E | 155 | 150
INCM2104 | INDCOIL | CT FOR METERING | 200A,CAST RESIN | 235 | 227
INCM2105 | INDCOIL | CT FOR METERING | 200A EPOXY CAST | 320 | 310
INCM2201 | INDCOIL | CT FOR METERING | 2000A,TAPE CL. A | 280 | 271
INCM2202 | INDCOIL | CT FOR METERING | 2000A,TAPE CL. B | 280 | 271
INCM2203 | INDCOIL | CT FOR METERING | 2000A,TAPE CL. E | 280 | 271
INCM2204 | INDCOIL | CT FOR METERING | 2000A,CAST RESIN | 425 | 411
INCM2205 | INDCOIL | CT FOR METERING | 2000A EPOXY CAST | 575 | 556
INCM2601 | INDCOIL | CT FOR METERING | 250A,TAPE CL. A | 155 | 150
INCM2602 | INDCOIL | CT FOR METERING | 250A,TAPE CL. B | 155 | 150
INCM2603 | INDCOIL | CT FOR METERING | 250A,TAPE CL. E | 155 | 150
INCM2604 | INDCOIL | CT FOR METERING | 250A,CAST RESIN | 235 | 227
INCM2605 | INDCOIL | CT FOR METERING | 250A EPOXY CAST | 320 | 310
INCM2701 | INDCOIL | CT FOR METERING | 2500A,TAPE CL. A | 345 | 334
INCM2702 | INDCOIL | CT FOR METERING | 2500A,TAPE CL. B | 345 | 334
INCM2703 | INDCOIL | CT FOR METERING | 2500A,TAPE CL. E | 345 | 334
INCM2704 | INDCOIL | CT FOR METERING | 2500A,CAST RESIN | 520 | 503
INCM2705 | INDCOIL | CT FOR METERING | 2500A EPOXY CAST | 720 | 697
INCM3101 | INDCOIL | CT FOR METERING | 300A,TAPE CL. A | 165 | 160
INCM3102 | INDCOIL | CT FOR METERING | 300A,TAPE CL. B | 165 | 160
INCM3103 | INDCOIL | CT FOR METERING | 300A,TAPE CL. E | 165 | 160
INCM3104 | INDCOIL | CT FOR METERING | 300A,CAST RESIN | 250 | 242
INCM3105 | INDCOIL | CT FOR METERING | 300A EPOXY CAST | 340 | 329
INCM3401 | INDCOIL | CT FOR METERING | 3200A,TAPE CL. A | 380 | 368
INCM3402 | INDCOIL | CT FOR METERING | 3200A,TAPE CL. B | 380 | 368
INCM3403 | INDCOIL | CT FOR METERING | 3200A,TAPE CL. E | 380 | 368
INCM3404 | INDCOIL | CT FOR METERING | 3200A,CAST RESIN | 570 | 552
INCM3405 | INDCOIL | CT FOR METERING | 3200A EPOXY CAST | 770 | 745
INCM4101 | INDCOIL | CT FOR METERING | 400A,TAPE CL. A | 165 | 160
INCM4102 | INDCOIL | CT FOR METERING | 400A,TAPE CL. B | 165 | 160
INCM4103 | INDCOIL | CT FOR METERING | 400A,TAPE CL. E | 165 | 160
INCM4104 | INDCOIL | CT FOR METERING | 400A,CAST RESIN | 250 | 242
INCM4105 | INDCOIL | CT FOR METERING | 400A EPOXY CAST | 340 | 329
INCM5101 | INDCOIL | CT FOR METERING | 500A,TAPE CL. A | 180 | 174
INCM5102 | INDCOIL | CT FOR METERING | 500A,TAPE CL. B | 180 | 174
INCM5103 | INDCOIL | CT FOR METERING | 500A,TAPE CL. E | 180 | 174
INCM5104 | INDCOIL | CT FOR METERING | 500A,CAST RESIN | 270 | 261
INCM5105 | INDCOIL | CT FOR METERING | 500A EPOXY CAST | 365 | 353
INCM6101 | INDCOIL | CT FOR METERING | 600A,TAPE CL. A | 190 | 184
INCM6102 | INDCOIL | CT FOR METERING | 600A,TAPE CL. B | 190 | 184
INCM6103 | INDCOIL | CT FOR METERING | 600A,TAPE CL. E | 190 | 184
INCM6104 | INDCOIL | CT FOR METERING | 600A,CAST RESIN | 285 | 276
INCM6105 | INDCOIL | CT FOR METERING | 600A EPOXY CAST | 385 | 373
INCM7501 | INDCOIL | CT FOR METERING | 75A,TAPE CL. A | 270 | 261
INCM7502 | INDCOIL | CT FOR METERING | 75A,TAPE CL. B | 270 | 261
INCM7503 | INDCOIL | CT FOR METERING | 75A,TAPE CL. E | 270 | 261
INCM7504 | INDCOIL | CT FOR METERING | 75A,CAST RESIN | 410 | 397
INCM7505 | INDCOIL | CT FOR METERING | 75A EPOXY CAST | 555 | 537
INCM8101 | INDCOIL | CT FOR METERING | 800A,TAPE CL. A | 200 | 194
INCM8102 | INDCOIL | CT FOR METERING | 800A,TAPE CL. B | 200 | 194
INCM8103 | INDCOIL | CT FOR METERING | 800A,TAPE CL. E | 200 | 194
INCM8104 | INDCOIL | CT FOR METERING | 800A,CAST RESIN | 300 | 290
INCM8105 | INDCOIL | CT FOR METERING | 800A EPOXY CAST | 405 | 392
INCP1101 | INDCOIL | CT FOR PROTECTION | 100A 5P10,TAPE CL.A | 820 | 793
INCP1102 | INDCOIL | CT FOR PROTECTION | 100A 5P10,TAPE CL.B | 820 | 793
INCP1103 | INDCOIL | CT FOR PROTECTION | 100A 5P10,TAPE CL.E | 820 | 793
INCP1104 | INDCOIL | CT FOR PROTECTION | 100A 5P10,CAST RESIN | 1230 | 1190
INCP1105 | INDCOIL | CT FOR PROTECTION | 100A 5P10,EP CAST | 1660 | 1606
INCP1106 | INDCOIL | CT FOR PROTECTION | 100A 5P15,TAPE CL.A | 1230 | 1190
INCP1107 | INDCOIL | CT FOR PROTECTION | 100A 5P15,TAPE CL.B | 1230 | 1190
INCP1108 | INDCOIL | CT FOR PROTECTION | 100A 5P15,TAPE CL.E | 1230 | 1190
INCP1109 | INDCOIL | CT FOR PROTECTION | 100A 5P15,CAST RESIN | 1845 | 1785
INCP1110 | INDCOIL | CT FOR PROTECTION | 100A 5P15,EP CAST | 2490 | 2409
INCP1111 | INDCOIL | CT FOR PROTECTION | 100A 5P20,TAPE CL.A | 1640 | 1587
INCP1112 | INDCOIL | CT FOR PROTECTION | 100A 5P20,TAPE CL.B | 1640 | 1587
INCP1113 | INDCOIL | CT FOR PROTECTION | 100A 5P20,TAPE CL.E | 1640 | 1587
INCP1114 | INDCOIL | CT FOR PROTECTION | 100A 5P20,CAST RESIN | 2460 | 2380
INCP1115 | INDCOIL | CT FOR PROTECTION | 100A 5P20,EP CAST | 3320 | 3212
INCP1116 | INDCOIL | CT FOR PROTECTION | 100A 10P10,TAPE CL.A | 820 | 793
INCP1117 | INDCOIL | CT FOR PROTECTION | 100A 10P10,TAPE CL.B | 820 | 793
INCP1118 | INDCOIL | CT FOR PROTECTION | 100A 10P10,TAPE CL.E | 820 | 793
INCP1119 | INDCOIL | CT FOR PROTECTION | 100A 10P10,CAST RESIN | 1230 | 1190
INCP1120 | INDCOIL | CT FOR PROTECTION | 100A 10P10,EP CAST | 1660 | 1606
INCP1121 | INDCOIL | CT FOR PROTECTION | 100A 10P20,TAPE CL.A | 1640 | 1587
INCP1122 | INDCOIL | CT FOR PROTECTION | 100A 10P20,TAPE CL.B | 1640 | 1587
INCP1123 | INDCOIL | CT FOR PROTECTION | 100A 10P20,TAPE CL.E | 1640 | 1587
INCP1124 | INDCOIL | CT FOR PROTECTION | 100A 10P20,CAST RESIN | 2460 | 2380
INCP1125 | INDCOIL | CT FOR PROTECTION | 100A 10P20,EP CAST | 3320 | 3212
INCP1201 | INDCOIL | CT FOR PROTECTION | 1000A 5P10,TAPE CL.A | 435 | 421
INCP1202 | INDCOIL | CT FOR PROTECTION | 1000A 5P10,TAPE CL.B | 435 | 421
INCP1203 | INDCOIL | CT FOR PROTECTION | 1000A 5P10,TAPE CL.E | 435 | 421
INCP1204 | INDCOIL | CT FOR PROTECTION | 1000A 5P10,CAST RESIN | 650 | 629
INCP1205 | INDCOIL | CT FOR PROTECTION | 1000A 5P10,EP CAST | 880 | 851
INCP1206 | INDCOIL | CT FOR PROTECTION | 1000A 5P15,TAPE CL.A | 655 | 634
INCP1207 | INDCOIL | CT FOR PROTECTION | 1000A 5P15,TAPE CL.B | 655 | 634
INCP1208 | INDCOIL | CT FOR PROTECTION | 1000A 5P15,TAPE CL.E | 655 | 634
INCP1209 | INDCOIL | CT FOR PROTECTION | 1000A 5P15,CAST RESIN | 975 | 943
INCP1210 | INDCOIL | CT FOR PROTECTION | 1000A 5P15,EP CAST | 1320 | 1277
INCP1211 | INDCOIL | CT FOR PROTECTION | 1000A 5P20,TAPE CL.A | 870 | 842
INCP1212 | INDCOIL | CT FOR PROTECTION | 1000A 5P20,TAPE CL.B | 870 | 842
INCP1213 | INDCOIL | CT FOR PROTECTION | 1000A 5P20,TAPE CL.E | 870 | 842
INCP1214 | INDCOIL | CT FOR PROTECTION | 1000A 5P20,CAST RESIN | 1300 | 1258
INCP1215 | INDCOIL | CT FOR PROTECTION | 1000A 5P20,EP CAST | 1760 | 1703
INCP1216 | INDCOIL | CT FOR PROTECTION | 1000A 10P10,TAPE CL.A | 435 | 421
INCP1217 | INDCOIL | CT FOR PROTECTION | 1000A 10P10,TAPE CL.B | 435 | 421
INCP1218 | INDCOIL | CT FOR PROTECTION | 1000A 10P10,TAPE CL.E | 435 | 421
INCP1219 | INDCOIL | CT FOR PROTECTION | 1000A 10P10,CAST RESIN | 650 | 629
INCP1220 | INDCOIL | CT FOR PROTECTION | 1000A 10P10,EP CAST | 880 | 851
INCP1221 | INDCOIL | CT FOR PROTECTION | 1000A 10P20,TAPE CL.A | 870 | 842
INCP1222 | INDCOIL | CT FOR PROTECTION | 1000A 10P20,TAPE CL.B | 870 | 842
INCP1223 | INDCOIL | CT FOR PROTECTION | 1000A 10P20,TAPE CL.E | 870 | 842
INCP1224 | INDCOIL | CT FOR PROTECTION | 1000A 10P20,CAST RESIN | 1300 | 1258
INCP1225 | INDCOIL | CT FOR PROTECTION | 1000A 10P20,EP CAST | 1760 | 1703
INCP1401 | INDCOIL | CT FOR PROTECTION | 1250A 5P10,TAPE CL.A | 435 | 421
INCP1402 | INDCOIL | CT FOR PROTECTION | 1250A 5P10,TAPE CL.B | 435 | 421
INCP1403 | INDCOIL | CT FOR PROTECTION | 1250A 5P10,TAPE CL.E | 435 | 421
INCP1404 | INDCOIL | CT FOR PROTECTION | 1250A 5P10,CAST RESIN | 650 | 629
INCP1405 | INDCOIL | CT FOR PROTECTION | 1250A 5P10,EP CAST | 880 | 851
INCP1406 | INDCOIL | CT FOR PROTECTION | 1250A 5P15,TAPE CL.A | 655 | 634
INCP1407 | INDCOIL | CT FOR PROTECTION | 1250A 5P15,TAPE CL.B | 655 | 634
INCP1408 | INDCOIL | CT FOR PROTECTION | 1250A 5P15,TAPE CL.E | 655 | 634
INCP1409 | INDCOIL | CT FOR PROTECTION | 1250A 5P15,CAST RESIN | 975 | 943
INCP1410 | INDCOIL | CT FOR PROTECTION | 1250A 5P15,EP CAST | 1320 | 1277
INCP1411 | INDCOIL | CT FOR PROTECTION | 1250A 5P20,TAPE CL.A | 870 | 842
INCP1412 | INDCOIL | CT FOR PROTECTION | 1250A 5P20,TAPE CL.B | 870 | 842
INCP1413 | INDCOIL | CT FOR PROTECTION | 1250A 5P20,TAPE CL.E | 870 | 842
INCP1414 | INDCOIL | CT FOR PROTECTION | 1250A 5P20,CAST RESIN | 1300 | 1258
INCP1415 | INDCOIL | CT FOR PROTECTION | 1250A 5P20,EP CAST | 1760 | 1703
INCP1416 | INDCOIL | CT FOR PROTECTION | 1250A 10P10,TAPE CL.A | 435 | 421
INCP1417 | INDCOIL | CT FOR PROTECTION | 1250A 10P10,TAPE CL.B | 435 | 421
INCP1418 | INDCOIL | CT FOR PROTECTION | 1250A 10P10,TAPE CL.E | 435 | 421
INCP1419 | INDCOIL | CT FOR PROTECTION | 1250A 10P10,CAST RESIN | 650 | 629
INCP1420 | INDCOIL | CT FOR PROTECTION | 1250A 10P10,EP CAST | 880 | 851
INCP1421 | INDCOIL | CT FOR PROTECTION | 1250A 10P20,TAPE CL.A | 870 | 842
INCP1422 | INDCOIL | CT FOR PROTECTION | 1250A 10P20,TAPE CL.B | 870 | 842
INCP1423 | INDCOIL | CT FOR PROTECTION | 1250A 10P20,TAPE CL.E | 870 | 842
INCP1424 | INDCOIL | CT FOR PROTECTION | 1250A 10P20,CAST RESIN | 1300 | 1258
INCP1425 | INDCOIL | CT FOR PROTECTION | 1250A 10P20,EP CAST | 1760 | 1703
INCP1601 | INDCOIL | CT FOR PROTECTION | 150A 5P10,TAPE CL.A | 905 | 876
INCP1602 | INDCOIL | CT FOR PROTECTION | 150A 5P10,TAPE CL.B | 905 | 876
INCP1603 | INDCOIL | CT FOR PROTECTION | 150A 5P10,TAPE CL.E | 905 | 876
INCP1604 | INDCOIL | CT FOR PROTECTION | 150A 5P10,CAST RESIN | 1360 | 1316
INCP1605 | INDCOIL | CT FOR PROTECTION | 150A 5P10,EP CAST | 1835 | 1775
INCP1606 | INDCOIL | CT FOR PROTECTION | 150A 5P15,TAPE CL.A | 1360 | 1316
INCP1607 | INDCOIL | CT FOR PROTECTION | 150A 5P15,TAPE CL.B | 1360 | 1316
INCP1608 | INDCOIL | CT FOR PROTECTION | 150A 5P15,TAPE CL.E | 1360 | 1316
INCP1609 | INDCOIL | CT FOR PROTECTION | 150A 5P15,CAST RESIN | 2040 | 1974
INCP1610 | INDCOIL | CT FOR PROTECTION | 150A 5P15,EP CAST | 2755 | 2666
INCP1611 | INDCOIL | CT FOR PROTECTION | 150A 5P20,TAPE CL.A | 1810 | 1751
INCP1612 | INDCOIL | CT FOR PROTECTION | 150A 5P20,TAPE CL.B | 1810 | 1751
INCP1613 | INDCOIL | CT FOR PROTECTION | 150A 5P20,TAPE CL.E | 1810 | 1751
INCP1614 | INDCOIL | CT FOR PROTECTION | 150A 5P20,CAST RESIN | 2720 | 2632
INCP1615 | INDCOIL | CT FOR PROTECTION | 150A 5P20,EP CAST | 3670 | 3551
INCP1616 | INDCOIL | CT FOR PROTECTION | 150A 10P10,TAPE CL.A | 905 | 876
INCP1617 | INDCOIL | CT FOR PROTECTION | 150A 10P10,TAPE CL.B | 905 | 876
INCP1618 | INDCOIL | CT FOR PROTECTION | 150A 10P10,TAPE CL.E | 905 | 876
INCP1619 | INDCOIL | CT FOR PROTECTION | 150A 10P10,CAST RESIN | 1360 | 1316
INCP1620 | INDCOIL | CT FOR PROTECTION | 150A 10P10,EP CAST | 1835 | 1775
INCP1621 | INDCOIL | CT FOR PROTECTION | 150A 10P20,TAPE CL.A | 1810 | 1751
INCP1622 | INDCOIL | CT FOR PROTECTION | 150A 10P20,TAPE CL.B | 1810 | 1751
INCP1623 | INDCOIL | CT FOR PROTECTION | 150A 10P20,TAPE CL.E | 1810 | 1751
INCP1624 | INDCOIL | CT FOR PROTECTION | 150A 10P20,CAST RESIN | 2720 | 2632
INCP1625 | INDCOIL | CT FOR PROTECTION | 150A 10P20,EP CAST | 3670 | 3551
INCP1801 | INDCOIL | CT FOR PROTECTION | 1600A 5P10,TAPE CL.A | 465 | 450
INCP1802 | INDCOIL | CT FOR PROTECTION | 1600A 5P10,TAPE CL.B | 465 | 450
INCP1803 | INDCOIL | CT FOR PROTECTION | 1600A 5P10,TAPE CL.E | 465 | 450
INCP1804 | INDCOIL | CT FOR PROTECTION | 1600A 5P10,CAST RESIN | 700 | 677
INCP1805 | INDCOIL | CT FOR PROTECTION | 1600A 5P10,EP CAST | 945 | 914
INCP1806 | INDCOIL | CT FOR PROTECTION | 1600A 5P15,TAPE CL.A | 700 | 677
INCP1807 | INDCOIL | CT FOR PROTECTION | 1600A 5P15,TAPE CL.B | 700 | 677
INCP1808 | INDCOIL | CT FOR PROTECTION | 1600A 5P15,TAPE CL.E | 700 | 677
INCP1809 | INDCOIL | CT FOR PROTECTION | 1600A 5P15,CAST RESIN | 1050 | 1016
INCP1810 | INDCOIL | CT FOR PROTECTION | 1600A 5P15,EP CAST | 1420 | 1374
INCP1811 | INDCOIL | CT FOR PROTECTION | 1600A 5P20,TAPE CL.A | 930 | 900
INCP1812 | INDCOIL | CT FOR PROTECTION | 1600A 5P20,TAPE CL.B | 930 | 900
INCP1813 | INDCOIL | CT FOR PROTECTION | 1600A 5P20,TAPE CL.E | 930 | 900
INCP1814 | INDCOIL | CT FOR PROTECTION | 1600A 5P20,CAST RESIN | 1400 | 1355
INCP1815 | INDCOIL | CT FOR PROTECTION | 1600A 5P20,EP CAST | 1890 | 1829
INCP1816 | INDCOIL | CT FOR PROTECTION | 1600A 10P10,TAPE CL.A | 465 | 450
INCP1817 | INDCOIL | CT FOR PROTECTION | 1600A 10P10,TAPE CL.B | 465 | 450
INCP1818 | INDCOIL | CT FOR PROTECTION | 1600A 10P10,TAPE CL.E | 465 | 450
INCP1819 | INDCOIL | CT FOR PROTECTION | 1600A 10P10,CAST RESIN | 700 | 677
INCP1820 | INDCOIL | CT FOR PROTECTION | 1600A 10P10,EP CAST | 945 | 914
INCP1821 | INDCOIL | CT FOR PROTECTION | 1600A 10P20,TAPE CL.A | 930 | 900
INCP1822 | INDCOIL | CT FOR PROTECTION | 1600A 10P20,TAPE CL.B | 930 | 900
INCP1823 | INDCOIL | CT FOR PROTECTION | 1600A 10P20,TAPE CL.E | 930 | 900
INCP1824 | INDCOIL | CT FOR PROTECTION | 1600A 10P20,CAST RESIN | 1400 | 1355
INCP1825 | INDCOIL | CT FOR PROTECTION | 1600A 10P20,EP CAST | 1890 | 1829
INCP2101 | INDCOIL | CT FOR PROTECTION | 200A 5P10,TAPE CL.A | 840 | 813
INCP2102 | INDCOIL | CT FOR PROTECTION | 200A 5P10,TAPE CL.B | 840 | 813
INCP2103 | INDCOIL | CT FOR PROTECTION | 200A 5P10,TAPE CL.E | 840 | 813
INCP2104 | INDCOIL | CT FOR PROTECTION | 200A 5P10,CAST RESIN | 1260 | 1219
INCP2105 | INDCOIL | CT FOR PROTECTION | 200A 5P10,EP CAST | 1700 | 1645
INCP2106 | INDCOIL | CT FOR PROTECTION | 200A 5P15,TAPE CL.A | 1260 | 1219
INCP2107 | INDCOIL | CT FOR PROTECTION | 200A 5P15,TAPE CL.B | 1260 | 1219
INCP2108 | INDCOIL | CT FOR PROTECTION | 200A 5P15,TAPE CL.E | 1260 | 1219
INCP2109 | INDCOIL | CT FOR PROTECTION | 200A 5P15,CAST RESIN | 1890 | 1829
INCP2110 | INDCOIL | CT FOR PROTECTION | 200A 5P15,EP CAST | 2550 | 2467
INCP2111 | INDCOIL | CT FOR PROTECTION | 200A 5P20,TAPE CL.A | 1680.16 | 1626
INCP2112 | INDCOIL | CT FOR PROTECTION | 200A 5P20,TAPE CL.B | 1680 | 1625
INCP2113 | INDCOIL | CT FOR PROTECTION | 200A 5P20,TAPE CL.E | 1680 | 1625
INCP2114 | INDCOIL | CT FOR PROTECTION | 200A 5P20,CAST RESIN | 2520 | 2438
INCP2115 | INDCOIL | CT FOR PROTECTION | 200A 5P20,EP CAST | 3400 | 3290
INCP2116 | INDCOIL | CT FOR PROTECTION | 200A 10P10,TAPE CL.A | 840.08 | 813
INCP2117 | INDCOIL | CT FOR PROTECTION | 200A 10P10,TAPE CL.B | 840 | 813
INCP2118 | INDCOIL | CT FOR PROTECTION | 200A 10P10,TAPE CL.E | 840 | 813
INCP2119 | INDCOIL | CT FOR PROTECTION | 200A 10P10,CAST RESIN | 1260 | 1219
INCP2120 | INDCOIL | CT FOR PROTECTION | 200A 10P10,EP CAST | 1700 | 1645
INCP2121 | INDCOIL | CT FOR PROTECTION | 200A 10P20,TAPE CL.A | 1680.16 | 1626
INCP2122 | INDCOIL | CT FOR PROTECTION | 200A 10P20,TAPE CL.B | 1680 | 1625
INCP2123 | INDCOIL | CT FOR PROTECTION | 200A 10P20,TAPE CL.E | 1680 | 1625
INCP2124 | INDCOIL | CT FOR PROTECTION | 200A 10P20,CAST RESIN | 2520 | 2438
INCP2125 | INDCOIL | CT FOR PROTECTION | 200A 10P20,EP CAST | 3400 | 3290
INCP2201 | INDCOIL | CT FOR PROTECTION | 2000A 5P10,TAPE CL.A | 465 | 450
INCP2202 | INDCOIL | CT FOR PROTECTION | 2000A 5P10,TAPE CL.B | 465 | 450
INCP2203 | INDCOIL | CT FOR PROTECTION | 2000A 5P10,TAPE CL.E | 465 | 450
INCP2204 | INDCOIL | CT FOR PROTECTION | 2000A 5P10,CAST RESIN | 700 | 677
INCP2205 | INDCOIL | CT FOR PROTECTION | 2000A 5P10,EP CAST | 945 | 914
INCP2206 | INDCOIL | CT FOR PROTECTION | 2000A 5P15,TAPE CL.A | 700 | 677
INCP2207 | INDCOIL | CT FOR PROTECTION | 2000A 5P15,TAPE CL.B | 700 | 677
INCP2208 | INDCOIL | CT FOR PROTECTION | 2000A 5P15,TAPE CL.E | 700 | 677
INCP2209 | INDCOIL | CT FOR PROTECTION | 2000A 5P15,CAST RESIN | 1050 | 1016
INCP2210 | INDCOIL | CT FOR PROTECTION | 2000A 5P15,EP CAST | 1420 | 1374
INCP2211 | INDCOIL | CT FOR PROTECTION | 2000A 5P20,TAPE CL.A | 930 | 900
INCP2212 | INDCOIL | CT FOR PROTECTION | 2000A 5P20,TAPE CL.B | 930 | 900
INCP2213 | INDCOIL | CT FOR PROTECTION | 2000A 5P20,TAPE CL.E | 930 | 900
INCP2214 | INDCOIL | CT FOR PROTECTION | 2000A 5P20,CAST RESIN | 1400 | 1355
INCP2215 | INDCOIL | CT FOR PROTECTION | 2000A 5P20,EP CAST | 1890 | 1829
INCP2216 | INDCOIL | CT FOR PROTECTION | 2000A 10P10,TAPE CL.A | 465 | 450
INCP2217 | INDCOIL | CT FOR PROTECTION | 2000A 10P10,TAPE CL.B | 465 | 450
INCP2218 | INDCOIL | CT FOR PROTECTION | 2000A 10P10,TAPE CL.E | 465 | 450
INCP2219 | INDCOIL | CT FOR PROTECTION | 2000A 10P10,CAST RESIN | 700 | 677
INCP2220 | INDCOIL | CT FOR PROTECTION | 2000A 10P10,EP CAST | 945 | 914
INCP2221 | INDCOIL | CT FOR PROTECTION | 2000A 10P20,TAPE CL.A | 930 | 900
INCP2222 | INDCOIL | CT FOR PROTECTION | 2000A 10P20,TAPE CL.B | 930 | 900
INCP2223 | INDCOIL | CT FOR PROTECTION | 2000A 10P20,TAPE CL.E | 930 | 900
INCP2224 | INDCOIL | CT FOR PROTECTION | 2000A 10P20,CAST RESIN | 1400 | 1355
INCP2225 | INDCOIL | CT FOR PROTECTION | 2000A 10P20,EP CAST | 1890 | 1829
INCP2601 | INDCOIL | CT FOR PROTECTION | 250A 5P10,TAPE CL.A | 840 | 813
INCP2602 | INDCOIL | CT FOR PROTECTION | 250A 5P10,TAPE CL.B | 840 | 813
INCP2603 | INDCOIL | CT FOR PROTECTION | 250A 5P10,TAPE CL.E | 840 | 813
INCP2604 | INDCOIL | CT FOR PROTECTION | 250A 5P10,CAST RESIN | 1260 | 1219
INCP2605 | INDCOIL | CT FOR PROTECTION | 250A 5P10,EP CAST | 1700 | 1645
INCP2606 | INDCOIL | CT FOR PROTECTION | 250A 5P15,TAPE CL.A | 1260 | 1219
INCP2607 | INDCOIL | CT FOR PROTECTION | 250A 5P15,TAPE CL.B | 1260 | 1219
INCP2608 | INDCOIL | CT FOR PROTECTION | 250A 5P15,TAPE CL.E | 1260 | 1219
INCP2609 | INDCOIL | CT FOR PROTECTION | 250A 5P15,CAST RESIN | 1890 | 1829
INCP2610 | INDCOIL | CT FOR PROTECTION | 250A 5P15,EP CAST | 2550 | 2467
INCP2611 | INDCOIL | CT FOR PROTECTION | 250A 5P20,TAPE CL.A | 1680 | 1625
INCP2612 | INDCOIL | CT FOR PROTECTION | 250A 5P20,TAPE CL.B | 1680 | 1625
INCP2613 | INDCOIL | CT FOR PROTECTION | 250A 5P20,TAPE CL.E | 1680 | 1625
INCP2614 | INDCOIL | CT FOR PROTECTION | 250A 5P20,CAST RESIN | 2520 | 2438
INCP2615 | INDCOIL | CT FOR PROTECTION | 250A 5P20,EP CAST | 3400 | 3290
INCP2616 | INDCOIL | CT FOR PROTECTION | 250A 10P10,TAPE CL.A | 840 | 813
INCP2617 | INDCOIL | CT FOR PROTECTION | 250A 10P10,TAPE CL.B | 840 | 813
INCP2618 | INDCOIL | CT FOR PROTECTION | 250A 10P10,TAPE CL.E | 840 | 813
INCP2619 | INDCOIL | CT FOR PROTECTION | 250A 10P10,CAST RESIN | 1260 | 1219
INCP2620 | INDCOIL | CT FOR PROTECTION | 250A 10P10,EP CAST | 1700 | 1645
INCP2621 | INDCOIL | CT FOR PROTECTION | 250A 10P20,TAPE CL.A | 1680 | 1625
INCP2622 | INDCOIL | CT FOR PROTECTION | 250A 10P20,TAPE CL.B | 1680 | 1625
INCP2623 | INDCOIL | CT FOR PROTECTION | 250A 10P20,TAPE CL.E | 1680 | 1625
INCP2624 | INDCOIL | CT FOR PROTECTION | 250A 10P20,CAST RESIN | 2520 | 2438
INCP2625 | INDCOIL | CT FOR PROTECTION | 250A 10P20,EP CAST | 3400 | 3290
INCP2701 | INDCOIL | CT FOR PROTECTION | 2500A 5P10,TAPE CL.A | 505 | 489
INCP2702 | INDCOIL | CT FOR PROTECTION | 2500A 5P10,TAPE CL.B | 505 | 489
INCP2703 | INDCOIL | CT FOR PROTECTION | 2500A 5P10,TAPE CL.E | 505 | 489
INCP2704 | INDCOIL | CT FOR PROTECTION | 2500A 5P10,CAST RESIN | 760 | 735
INCP2705 | INDCOIL | CT FOR PROTECTION | 2500A 5P10,EP CAST | 1025 | 992
INCP2706 | INDCOIL | CT FOR PROTECTION | 2500A 5P15,TAPE CL.A | 760 | 735
INCP2707 | INDCOIL | CT FOR PROTECTION | 2500A 5P15,TAPE CL.B | 760 | 735
INCP2708 | INDCOIL | CT FOR PROTECTION | 2500A 5P15,TAPE CL.E | 760 | 735
INCP2709 | INDCOIL | CT FOR PROTECTION | 2500A 5P15,CAST RESIN | 1140 | 1103
INCP2710 | INDCOIL | CT FOR PROTECTION | 2500A 5P15,EP CAST | 1540 | 1490
INCP2711 | INDCOIL | CT FOR PROTECTION | 2500A 5P20,TAPE CL.A | 1010 | 977
INCP2712 | INDCOIL | CT FOR PROTECTION | 2500A 5P20,TAPE CL.B | 1010 | 977
INCP2713 | INDCOIL | CT FOR PROTECTION | 2500A 5P20,TAPE CL.E | 1010 | 977
INCP2714 | INDCOIL | CT FOR PROTECTION | 2500A 5P20,CAST RESIN | 1520 | 1471
INCP2715 | INDCOIL | CT FOR PROTECTION | 2500A 5P20,EP CAST | 2050 | 1983
INCP2716 | INDCOIL | CT FOR PROTECTION | 2500A 10P10,TAPE CL.A | 505 | 489
INCP2717 | INDCOIL | CT FOR PROTECTION | 2500A 10P10,TAPE CL.B | 505 | 489
INCP2718 | INDCOIL | CT FOR PROTECTION | 2500A 10P10,TAPE CL.E | 505 | 489
INCP2719 | INDCOIL | CT FOR PROTECTION | 2500A 10P10,CAST RESIN | 760 | 735
INCP2720 | INDCOIL | CT FOR PROTECTION | 2500A 10P10,EP CAST | 1025 | 992
INCP2721 | INDCOIL | CT FOR PROTECTION | 2500A 10P20,TAPE CL.A | 1010 | 977
INCP2722 | INDCOIL | CT FOR PROTECTION | 2500A 10P20,TAPE CL.B | 1010 | 977
INCP2723 | INDCOIL | CT FOR PROTECTION | 2500A 10P20,TAPE CL.E | 1010 | 977
INCP2724 | INDCOIL | CT FOR PROTECTION | 2500A 10P20,CAST RESIN | 1520 | 1471
INCP2725 | INDCOIL | CT FOR PROTECTION | 2500A 10P20,EP CAST | 2050 | 1983
INCP3101 | INDCOIL | CT FOR PROTECTION | 300A 5P10,TAPE CL.A | 480 | 464
INCP3102 | INDCOIL | CT FOR PROTECTION | 300A 5P10,TAPE CL.B | 480 | 464
INCP3103 | INDCOIL | CT FOR PROTECTION | 300A 5P10,TAPE CL.E | 480 | 464
INCP3104 | INDCOIL | CT FOR PROTECTION | 300A 5P10,CAST RESIN | 720 | 697
INCP3105 | INDCOIL | CT FOR PROTECTION | 300A 5P10,EP CAST | 970 | 939
INCP3106 | INDCOIL | CT FOR PROTECTION | 300A 5P15,TAPE CL.A | 720 | 697
INCP3107 | INDCOIL | CT FOR PROTECTION | 300A 5P15,TAPE CL.B | 720 | 697
INCP3108 | INDCOIL | CT FOR PROTECTION | 300A 5P15,TAPE CL.E | 720 | 697
INCP3109 | INDCOIL | CT FOR PROTECTION | 300A 5P15,CAST RESIN | 1080 | 1045
INCP3110 | INDCOIL | CT FOR PROTECTION | 300A 5P15,EP CAST | 1455 | 1408
INCP3111 | INDCOIL | CT FOR PROTECTION | 300A 5P20,TAPE CL.A | 960 | 929
INCP3112 | INDCOIL | CT FOR PROTECTION | 300A 5P20,TAPE CL.B | 960 | 929
INCP3113 | INDCOIL | CT FOR PROTECTION | 300A 5P20,TAPE CL.E | 960 | 929
INCP3114 | INDCOIL | CT FOR PROTECTION | 300A 5P20,CAST RESIN | 1440 | 1393
INCP3115 | INDCOIL | CT FOR PROTECTION | 300A 5P20,EP CAST | 1940 | 1877
INCP3116 | INDCOIL | CT FOR PROTECTION | 300A 10P10,TAPE CL.A | 480 | 464
INCP3117 | INDCOIL | CT FOR PROTECTION | 300A 10P10,TAPE CL.B | 480 | 464
INCP3118 | INDCOIL | CT FOR PROTECTION | 300A 10P10,TAPE CL.E | 480 | 464
INCP3119 | INDCOIL | CT FOR PROTECTION | 300A 10P10,CAST RESIN | 720 | 697
INCP3120 | INDCOIL | CT FOR PROTECTION | 300A 10P10,EP CAST | 970 | 939
INCP3121 | INDCOIL | CT FOR PROTECTION | 300A 10P20,TAPE CL.A | 960 | 929
INCP3122 | INDCOIL | CT FOR PROTECTION | 300A 10P20,TAPE CL.B | 960 | 929
INCP3123 | INDCOIL | CT FOR PROTECTION | 300A 10P20,TAPE CL.E | 960 | 929
INCP3124 | INDCOIL | CT FOR PROTECTION | 300A 10P20,CAST RESIN | 1440 | 1393
INCP3125 | INDCOIL | CT FOR PROTECTION | 300A 10P20,EP CAST | 1940 | 1877
INCP3401 | INDCOIL | CT FOR PROTECTION | 3200A 5P10,TAPE CL.A | 545 | 527
INCP3402 | INDCOIL | CT FOR PROTECTION | 3200A 5P10,TAPE CL.B | 545 | 527
INCP3403 | INDCOIL | CT FOR PROTECTION | 3200A 5P10,TAPE CL.E | 545 | 527
INCP3404 | INDCOIL | CT FOR PROTECTION | 3200A 5P10,CAST RESIN | 820 | 793
INCP3405 | INDCOIL | CT FOR PROTECTION | 3200A 5P10,EP CAST | 1110 | 1074
INCP3406 | INDCOIL | CT FOR PROTECTION | 3200A 5P15,TAPE CL.A | 818 | 791
INCP3407 | INDCOIL | CT FOR PROTECTION | 3200A 5P15,TAPE CL.B | 818 | 791
INCP3408 | INDCOIL | CT FOR PROTECTION | 3200A 5P15,TAPE CL.E | 818 | 791
INCP3409 | INDCOIL | CT FOR PROTECTION | 3200A 5P15,CAST RESIN | 1230 | 1190
INCP3410 | INDCOIL | CT FOR PROTECTION | 3200A 5P15,EP CAST | 1665 | 1611
INCP3411 | INDCOIL | CT FOR PROTECTION | 3200A 5P20,TAPE CL.A | 1090 | 1055
INCP3412 | INDCOIL | CT FOR PROTECTION | 3200A 5P20,TAPE CL.B | 1090 | 1055
INCP3413 | INDCOIL | CT FOR PROTECTION | 3200A 5P20,TAPE CL.E | 1090 | 1055
INCP3414 | INDCOIL | CT FOR PROTECTION | 3200A 5P20,CAST RESIN | 1640 | 1587
INCP3415 | INDCOIL | CT FOR PROTECTION | 3200A 5P20,EP CAST | 2220 | 2148
INCP3416 | INDCOIL | CT FOR PROTECTION | 3200A 10P10,TAPE CL.A | 545 | 527
INCP3417 | INDCOIL | CT FOR PROTECTION | 3200A 10P10,TAPE CL.B | 545 | 527
INCP3418 | INDCOIL | CT FOR PROTECTION | 3200A 10P10,TAPE CL.E | 545 | 527
INCP3419 | INDCOIL | CT FOR PROTECTION | 3200A 10P10,CAST RESIN | 820 | 793
INCP3420 | INDCOIL | CT FOR PROTECTION | 3200A 10P10,EP CAST | 1110 | 1074
INCP3421 | INDCOIL | CT FOR PROTECTION | 3200A 10P20,TAPE CL.A | 1090 | 1055
INCP3422 | INDCOIL | CT FOR PROTECTION | 3200A 10P20,TAPE CL.B | 1090 | 1055
INCP3423 | INDCOIL | CT FOR PROTECTION | 3200A 10P20,TAPE CL.E | 1090 | 1055
INCP3424 | INDCOIL | CT FOR PROTECTION | 3200A 10P20,CAST RESIN | 1640 | 1587
INCP3425 | INDCOIL | CT FOR PROTECTION | 3200A 10P20,EP CAST | 2220 | 2148
INCP4101 | INDCOIL | CT FOR PROTECTION | 400A 5P10,TAPE CL.A | 425 | 411
INCP4102 | INDCOIL | CT FOR PROTECTION | 400A 5P10,TAPE CL.B | 425 | 411
INCP4103 | INDCOIL | CT FOR PROTECTION | 400A 5P10,TAPE CL.E | 425 | 411
INCP4104 | INDCOIL | CT FOR PROTECTION | 400A 5P10,CAST RESIN | 640 | 619
INCP4105 | INDCOIL | CT FOR PROTECTION | 400A 5P10,EP CAST | 865 | 837
INCP4106 | INDCOIL | CT FOR PROTECTION | 400A 5P15,TAPE CL.A | 640 | 619
INCP4107 | INDCOIL | CT FOR PROTECTION | 400A 5P15,TAPE CL.B | 640 | 619
INCP4108 | INDCOIL | CT FOR PROTECTION | 400A 5P15,TAPE CL.E | 640 | 619
INCP4109 | INDCOIL | CT FOR PROTECTION | 400A 5P15,CAST RESIN | 960 | 929
INCP4110 | INDCOIL | CT FOR PROTECTION | 400A 5P15,EP CAST | 1298 | 1256
INCP4111 | INDCOIL | CT FOR PROTECTION | 400A 5P20,TAPE CL.A | 850 | 822
INCP4112 | INDCOIL | CT FOR PROTECTION | 400A 5P20,TAPE CL.B | 850 | 822
INCP4113 | INDCOIL | CT FOR PROTECTION | 400A 5P20,TAPE CL.E | 850 | 822
INCP4114 | INDCOIL | CT FOR PROTECTION | 400A 5P20,CAST RESIN | 1280 | 1238
INCP4115 | INDCOIL | CT FOR PROTECTION | 400A 5P20,EP CAST | 1730 | 1674
INCP4116 | INDCOIL | CT FOR PROTECTION | 400A 10P10,TAPE CL.A | 425 | 411
INCP4117 | INDCOIL | CT FOR PROTECTION | 400A 10P10,TAPE CL.B | 425 | 411
INCP4118 | INDCOIL | CT FOR PROTECTION | 400A 10P10,TAPE CL.E | 425 | 411
INCP4119 | INDCOIL | CT FOR PROTECTION | 400A 10P10,CAST RESIN | 640 | 619
INCP4120 | INDCOIL | CT FOR PROTECTION | 400A 10P10,EP CAST | 865 | 837
INCP4121 | INDCOIL | CT FOR PROTECTION | 400A 10P20,TAPE CL.A | 850 | 822
INCP4122 | INDCOIL | CT FOR PROTECTION | 400A 10P20,TAPE CL.B | 850 | 822
INCP4123 | INDCOIL | CT FOR PROTECTION | 400A 10P20,TAPE CL.E | 850 | 822
INCP4124 | INDCOIL | CT FOR PROTECTION | 400A 10P20,CAST RESIN | 1280 | 1238
INCP4125 | INDCOIL | CT FOR PROTECTION | 400A 10P20,EP CAST | 1730 | 1674
INCP5101 | INDCOIL | CT FOR PROTECTION | 500A 5P10,TAPE CL.A | 425 | 411
INCP5102 | INDCOIL | CT FOR PROTECTION | 500A 5P10,TAPE CL.B | 425 | 411
INCP5103 | INDCOIL | CT FOR PROTECTION | 500A 5P10,TAPE CL.E | 425 | 411
INCP5104 | INDCOIL | CT FOR PROTECTION | 500A 5P10,CAST RESIN | 640 | 619
INCP5105 | INDCOIL | CT FOR PROTECTION | 500A 5P10,EP CAST | 865 | 837
INCP5106 | INDCOIL | CT FOR PROTECTION | 500A 5P15,TAPE CL.A | 640 | 619
INCP5107 | INDCOIL | CT FOR PROTECTION | 500A 5P15,TAPE CL.B | 640 | 619
INCP5108 | INDCOIL | CT FOR PROTECTION | 500A 5P15,TAPE CL.E | 640 | 619
INCP5109 | INDCOIL | CT FOR PROTECTION | 500A 5P15,CAST RESIN | 960 | 929
INCP5110 | INDCOIL | CT FOR PROTECTION | 500A 5P15,EP CAST | 1298 | 1256
INCP5111 | INDCOIL | CT FOR PROTECTION | 500A 5P20,TAPE CL.A | 850 | 822
INCP5112 | INDCOIL | CT FOR PROTECTION | 500A 5P20,TAPE CL.B | 850 | 822
INCP5113 | INDCOIL | CT FOR PROTECTION | 500A 5P20,TAPE CL.E | 850 | 822
INCP5114 | INDCOIL | CT FOR PROTECTION | 500A 5P20,CAST RESIN | 1280 | 1238
INCP5115 | INDCOIL | CT FOR PROTECTION | 500A 5P20,EP CAST | 1730 | 1674
INCP5116 | INDCOIL | CT FOR PROTECTION | 500A 10P10,TAPE CL.A | 425 | 411
INCP5117 | INDCOIL | CT FOR PROTECTION | 500A 10P10,TAPE CL.B | 425 | 411
INCP5118 | INDCOIL | CT FOR PROTECTION | 500A 10P10,TAPE CL.E | 425 | 411
INCP5119 | INDCOIL | CT FOR PROTECTION | 500A 10P10,CAST RESIN | 640 | 619
INCP5120 | INDCOIL | CT FOR PROTECTION | 500A 10P10,EP CAST | 865 | 837
INCP5121 | INDCOIL | CT FOR PROTECTION | 500A 10P20,TAPE CL.A | 850 | 822
INCP5122 | INDCOIL | CT FOR PROTECTION | 500A 10P20,TAPE CL.B | 850 | 822
INCP5123 | INDCOIL | CT FOR PROTECTION | 500A 10P20,TAPE CL.E | 850 | 822
INCP5124 | INDCOIL | CT FOR PROTECTION | 500A 10P20,CAST RESIN | 1280 | 1238
INCP5125 | INDCOIL | CT FOR PROTECTION | 500A 10P20,EP CAST | 1730 | 1674
INCP6101 | INDCOIL | CT FOR PROTECTION | 600A 5P10,TAPE CL.A | 435 | 421
INCP6102 | INDCOIL | CT FOR PROTECTION | 600A 5P10,TAPE CL.B | 435 | 421
INCP6103 | INDCOIL | CT FOR PROTECTION | 600A 5P10,TAPE CL.E | 435 | 421
INCP6104 | INDCOIL | CT FOR PROTECTION | 600A 5P10,CAST RESIN | 650 | 629
INCP6105 | INDCOIL | CT FOR PROTECTION | 600A 5P10,EP CAST | 880 | 851
INCP6106 | INDCOIL | CT FOR PROTECTION | 600A 5P15,TAPE CL.A | 655 | 634
INCP6107 | INDCOIL | CT FOR PROTECTION | 600A 5P15,TAPE CL.B | 655 | 634
INCP6108 | INDCOIL | CT FOR PROTECTION | 600A 5P15,TAPE CL.E | 655 | 634
INCP6109 | INDCOIL | CT FOR PROTECTION | 600A 5P15,CAST RESIN | 975 | 943
INCP6110 | INDCOIL | CT FOR PROTECTION | 600A 5P15,EP CAST | 1320 | 1277
INCP6111 | INDCOIL | CT FOR PROTECTION | 600A 5P20,TAPE CL.A | 870 | 842
INCP6112 | INDCOIL | CT FOR PROTECTION | 600A 5P20,TAPE CL.B | 870 | 842
INCP6113 | INDCOIL | CT FOR PROTECTION | 600A 5P20,TAPE CL.E | 870 | 842
INCP6114 | INDCOIL | CT FOR PROTECTION | 600A 5P20,CAST RESIN | 1300 | 1258
INCP6115 | INDCOIL | CT FOR PROTECTION | 600A 5P20,EP CAST | 1760 | 1703
INCP6116 | INDCOIL | CT FOR PROTECTION | 600A 10P10,TAPE CL.A | 435 | 421
INCP6117 | INDCOIL | CT FOR PROTECTION | 600A 10P10,TAPE CL.B | 435 | 421
INCP6118 | INDCOIL | CT FOR PROTECTION | 600A 10P10,TAPE CL.E | 435 | 421
INCP6119 | INDCOIL | CT FOR PROTECTION | 600A 10P10,CAST RESIN | 650 | 629
INCP6120 | INDCOIL | CT FOR PROTECTION | 600A 10P10,EP CAST | 880 | 851
INCP6121 | INDCOIL | CT FOR PROTECTION | 600A 10P20,TAPE CL.A | 870 | 842
INCP6122 | INDCOIL | CT FOR PROTECTION | 600A 10P20,TAPE CL.B | 870 | 842
INCP6123 | INDCOIL | CT FOR PROTECTION | 600A 10P20,TAPE CL.E | 870 | 842
INCP6124 | INDCOIL | CT FOR PROTECTION | 600A 10P20,CAST RESIN | 1300 | 1258
INCP6125 | INDCOIL | CT FOR PROTECTION | 600A 10P20,EP CAST | 1760 | 1703
INCP7501 | INDCOIL | CT FOR PROTECTION | 75A 5P10,TAPE CL.A | 510 | 493
INCP7502 | INDCOIL | CT FOR PROTECTION | 75A 5P10,TAPE CL.B | 510 | 493
INCP7503 | INDCOIL | CT FOR PROTECTION | 75A 5P10,TAPE CL.E | 510 | 493
INCP7504 | INDCOIL | CT FOR PROTECTION | 75A 5P10,CAST RESIN | 770 | 745
INCP7505 | INDCOIL | CT FOR PROTECTION | 75A 5P10,EP CAST | 1040 | 1006
INCP7506 | INDCOIL | CT FOR PROTECTION | 75A 5P15,TAPE CL.A | 765 | 740
INCP7507 | INDCOIL | CT FOR PROTECTION | 75A 5P15,TAPE CL.B | 765 | 740
INCP7508 | INDCOIL | CT FOR PROTECTION | 75A 5P15,TAPE CL.E | 765 | 740
INCP7509 | INDCOIL | CT FOR PROTECTION | 75A 5P15,CAST RESIN | 1155 | 1118
INCP7510 | INDCOIL | CT FOR PROTECTION | 75A 5P15,EP CAST | 1560 | 1509
INCP7511 | INDCOIL | CT FOR PROTECTION | 75A 5P20,TAPE CL.A | 1020 | 987
INCP7512 | INDCOIL | CT FOR PROTECTION | 75A 5P20,TAPE CL.B | 1020 | 987
INCP7513 | INDCOIL | CT FOR PROTECTION | 75A 5P20,TAPE CL.E | 1020 | 987
INCP7514 | INDCOIL | CT FOR PROTECTION | 75A 5P20,CAST RESIN | 1540 | 1490
INCP7515 | INDCOIL | CT FOR PROTECTION | 75A 5P20,EP CAST | 2080 | 2013
INCP7516 | INDCOIL | CT FOR PROTECTION | 75A 10P10,TAPE CL.A | 510 | 493
INCP7517 | INDCOIL | CT FOR PROTECTION | 75A 10P10,TAPE CL.B | 510 | 493
INCP7518 | INDCOIL | CT FOR PROTECTION | 75A 10P10,TAPE CL.E | 510 | 493
INCP7519 | INDCOIL | CT FOR PROTECTION | 75A 10P10,CAST RESIN | 770 | 745
INCP7520 | INDCOIL | CT FOR PROTECTION | 75A 10P10,EP CAST | 1040 | 1006
INCP7521 | INDCOIL | CT FOR PROTECTION | 75A 10P20,TAPE CL.A | 1020 | 987
INCP7522 | INDCOIL | CT FOR PROTECTION | 75A 10P20,TAPE CL.B | 1020 | 987
INCP7523 | INDCOIL | CT FOR PROTECTION | 75A 10P20,TAPE CL.E | 1020 | 987
INCP7524 | INDCOIL | CT FOR PROTECTION | 75A 10P20,CAST RESIN | 1540 | 1490
INCP7525 | INDCOIL | CT FOR PROTECTION | 75A 10P20,EP CAST | 2080 | 2013
INCP8101 | INDCOIL | CT FOR PROTECTION | 800A 5P10,TAPE CL.A | 435 | 421
INCP8102 | INDCOIL | CT FOR PROTECTION | 800A 5P10,TAPE CL.B | 435 | 421
INCP8103 | INDCOIL | CT FOR PROTECTION | 800A 5P10,TAPE CL.E | 435 | 421
INCP8104 | INDCOIL | CT FOR PROTECTION | 800A 5P10,CAST RESIN | 650 | 629
INCP8105 | INDCOIL | CT FOR PROTECTION | 800A 5P10,EP CAST | 880 | 851
INCP8106 | INDCOIL | CT FOR PROTECTION | 800A 5P15,TAPE CL.A | 655 | 634
INCP8107 | INDCOIL | CT FOR PROTECTION | 800A 5P15,TAPE CL.B | 655 | 634
INCP8108 | INDCOIL | CT FOR PROTECTION | 800A 5P15,TAPE CL.E | 655 | 634
INCP8109 | INDCOIL | CT FOR PROTECTION | 800A 5P15,CAST RESIN | 975 | 943
INCP8110 | INDCOIL | CT FOR PROTECTION | 800A 5P15,EP CAST | 1320 | 1277
INCP8111 | INDCOIL | CT FOR PROTECTION | 800A 5P20,TAPE CL.A | 870 | 842
INCP8112 | INDCOIL | CT FOR PROTECTION | 800A 5P20,TAPE CL.B | 870 | 842
INCP8113 | INDCOIL | CT FOR PROTECTION | 800A 5P20,TAPE CL.E | 870 | 842
INCP8114 | INDCOIL | CT FOR PROTECTION | 800A 5P20,CAST RESIN | 1300 | 1258
INCP8115 | INDCOIL | CT FOR PROTECTION | 800A 5P20,EP CAST | 1760 | 1703
INCP8116 | INDCOIL | CT FOR PROTECTION | 800A 10P10,TAPE CL.A | 435 | 421
INCP8117 | INDCOIL | CT FOR PROTECTION | 800A 10P10,TAPE CL.B | 435 | 421
INCP8118 | INDCOIL | CT FOR PROTECTION | 800A 10P10,TAPE CL.E | 435 | 421
INCP8119 | INDCOIL | CT FOR PROTECTION | 800A 10P10,CAST RESIN | 650 | 629
INCP8120 | INDCOIL | CT FOR PROTECTION | 800A 10P10,EP CAST | 880 | 851
INCP8121 | INDCOIL | CT FOR PROTECTION | 800A 10P20,TAPE CL.A | 870 | 842
INCP8122 | INDCOIL | CT FOR PROTECTION | 800A 10P20,TAPE CL.B | 870 | 842
INCP8123 | INDCOIL | CT FOR PROTECTION | 800A 10P20,TAPE CL.E | 870 | 842
INCP8124 | INDCOIL | CT FOR PROTECTION | 800A 10P20,CAST RESIN | 1300 | 1258
INCP8125 | INDCOIL | CT FOR PROTECTION | 800A 10P20,EP CAST | 1760 | 1703
INTF1101 | INDCOIL | CONTROL T/F | 100VA CLASS E | 540 | 565
INTF1201 | INDCOIL | CONTROL T/F | 1000VA CLASS E | 2410 | 2521
INTF1601 | INDCOIL | CONTROL T/F | 150VA CLASS E | 630 | 659
INTF1701 | INDCOIL | CONTROL T/F | 1500VA CLASS E | 3200 | 3347
INTF2101 | INDCOIL | CONTROL T/F | 200VA CLASS E | 800 | 837
INTF2201 | INDCOIL | CONTROL T/F | 2000VA CLASS E | 3780 | 3954
INTF2601 | INDCOIL | CONTROL T/F | 250VA CLASS E | 915 | 957
INTF2701 | INDCOIL | CONTROL T/F | 2500VA CLASS E | 4730 | 4948
INTF3101 | INDCOIL | CONTROL T/F | 300VA CLASS E | 1100 | 1151
INTF3201 | INDCOIL | CONTROL T/F | 3000VA CLASS E | 5380 | 5627
INTF3701 | INDCOIL | CONTROL T/F | 3500VA CLASS E | 7190 | 7521
INTF4101 | INDCOIL | CONTROL T/F | 400VA CLASS E | 1375 | 1438
INTF4201 | INDCOIL | CONTROL T/F | 4000VA CLASS E | 7820 | 8180
INTF5001 | INDCOIL | CONTROL T/F | 50VA CLASS E | 380 | 397
INTF5101 | INDCOIL | CONTROL T/F | 500VA CLASS E | 1660 | 1736
INTF5201 | INDCOIL | CONTROL T/F | 5000VA CLASS E | 9350 | 9780
INTF6101 | INDCOIL | CONTROL T/F | 600VA CLASS E | 1795 | 1878
INTF6201 | INDCOIL | CONTROL T/F | 6000VA CLASS E | 10710 | 11203
INTF7201 | INDCOIL | CONTROL T/F | 7000VA CLASS E | 12500 | 13075
INTF7501 | INDCOIL | CONTROL T/F | 75VA CLASS E | 460 | 481
INTF7601 | INDCOIL | CONTROL T/F | 750VA CLASS E | 2020 | 2113
INTF7701 | INDCOIL | CONTROL T/F | 7500VA CLASS E | 13020 | 13619
INTF8101 | INDCOIL | CONTROL T/F | 800VA CLASS E | 2150 | 2249
KAPT1101 | KAPPA | POTENTIAL T/F | 100 VA,1.2 FOR 3s | 1900 | 1987
KAPT1102 | KAPPA | POTENTIAL T/F | 100 VA,1.2 FOR 3s | 1140 | 1192
KAPT1103 | KAPPA | POTENTIAL T/F | 100 VA,1.2 FOR 3s | 1050 | 1098
KAPT1104 | KAPPA | POTENTIAL T/F | 100 VA,1.2 FOR 3s | 2000 | 2092
KAPT1105 | KAPPA | POTENTIAL T/F | 100 VA,1.2 FOR 3s | 1220 | 1276
KAPT1106 | KAPPA | POTENTIAL T/F | 100 VA,1.2 FOR 3s | 1125 | 1177
KAPT1107 | KAPPA | POTENTIAL T/F | 100 VA,1.2 FOR 3s | 2100 | 2197
KAPT1108 | KAPPA | POTENTIAL T/F | 100 VA,1.2 FOR 3s | 1300 | 1360
KAPT1109 | KAPPA | POTENTIAL T/F | 100 VA,1.2 FOR 3s | 1200 | 1255
KAPT1110 | KAPPA | POTENTIAL T/F | 100 VA,1.2 FOR 3s | 3420 | 3577
KAPT1111 | KAPPA | POTENTIAL T/F | 100 VA,1.2 FOR 3s | 2050 | 2144
KAPT1112 | KAPPA | POTENTIAL T/F | 100 VA,1.2 FOR 3s | 1890 | 1977
KAPT1113 | KAPPA | POTENTIAL T/F | 100 VA,1.2 FOR 3s | 3600 | 3766
KAPT1114 | KAPPA | POTENTIAL T/F | 100 VA,1.2 FOR 3s | 2200 | 2301
KAPT1115 | KAPPA | POTENTIAL T/F | 100 VA,1.2 FOR 3s | 2025 | 2118
KAPT1116 | KAPPA | POTENTIAL T/F | 100 VA,1.2 FOR 3s | 3780 | 3954
KAPT1117 | KAPPA | POTENTIAL T/F | 100 VA,1.2 FOR 3s | 2340 | 2448
KAPT1118 | KAPPA | POTENTIAL T/F | 100 VA,1.2 FOR 3s | 2160 | 2259
KAPT1501 | KAPPA | POTENTIAL T/F | 15 VA,1.2 FOR 3s | 700 | 732
KAPT1502 | KAPPA | POTENTIAL T/F | 15 VA,1.2 FOR 3s | 490 | 513
KAPT1503 | KAPPA | POTENTIAL T/F | 15 VA,1.2 FOR 3s | 445 | 465
KAPT1504 | KAPPA | POTENTIAL T/F | 15 VA,1.2 FOR 3s | 740 | 774
KAPT1505 | KAPPA | POTENTIAL T/F | 15 VA,1.2 FOR 3s | 530 | 554
KAPT1506 | KAPPA | POTENTIAL T/F | 15 VA,1.2 FOR 3s | 480 | 502
KAPT1507 | KAPPA | POTENTIAL T/F | 15 VA,1.2 FOR 3s | 800 | 837
KAPT1508 | KAPPA | POTENTIAL T/F | 15 VA,1.2 FOR 3s | 575 | 601
KAPT1509 | AE | POTENTIAL T/F | 15 VA,1.2 FOR 3s | 520 | 544
KAPT1510 | KAPPA | POTENTIAL T/F | 15 VA,1.2 FOR 3s | 1260 | 1318
KAPT1511 | KAPPA | POTENTIAL T/F | 15 VA,1.2 FOR 3s | 885 | 926
KAPT1512 | KAPPA | POTENTIAL T/F | 15 VA,1.2 FOR 3s | 800 | 837
KAPT1513 | KAPPA | POTENTIAL T/F | 15 VA,1.2 FOR 3s | 1335 | 1396
KAPT1514 | KAPPA | POTENTIAL T/F | 15 VA,1.2 FOR 3s | 955 | 999
KAPT1515 | KAPPA | POTENTIAL T/F | 15 VA,1.2 FOR 3s | 865 | 905
KAPT1516 | KAPPA | POTENTIAL T/F | 15 VA,1.2 FOR 3s | 1440 | 1506
KAPT1517 | KAPPA | POTENTIAL T/F | 15 VA,1.2 FOR 3s | 1035 | 1083
KAPT1518 | KAPPA | POTENTIAL T/F | 15 VA,1.2 FOR 3s | 940 | 983
KAPT2126 | KAPPA | POTENTIAL T/F | 200VA EPOXY CAST | 6250 | 6538
KAPT5001 | KAPPA | POTENTIAL T/F | 50 VA,1.2 FOR 3s | 1140 | 1192
KAPT5002 | KAPPA | POTENTIAL T/F | 50 VA,1.2 FOR 3s | 770 | 805
KAPT5003 | KAPPA | POTENTIAL T/F | 50 VA,1.2 FOR 3s | 700 | 732
KAPT5004 | KAPPA | POTENTIAL T/F | 50 VA,1.2 FOR 3s | 1220 | 1276
KAPT5005 | KAPPA | POTENTIAL T/F | 50 VA,1.2 FOR 3s | 825 | 863
KAPT5006 | KAPPA | POTENTIAL T/F | 50 VA,1.2 FOR 3s | 740 | 774
KAPT5007 | KAPPA | POTENTIAL T/F | 50 VA,1.2 FOR 3s | 1300 | 1360
KAPT5008 | KAPPA | POTENTIAL T/F | 50 VA,1.2 FOR 3s | 875 | 915
KAPT5009 | KAPPA | POTENTIAL T/F | 50 VA,1.2 FOR 3s | 800 | 837
KAPT5010 | KAPPA | POTENTIAL T/F | 50 VA,1.2 FOR 3s | 2050 | 2144
KAPT5011 | KAPPA | POTENTIAL T/F | 50 VA,1.2 FOR 3s | 1385 | 1449
KAPT5012 | KAPPA | POTENTIAL T/F | 50 VA,1.2 FOR 3s | 1260 | 1318
KAPT5013 | KAPPA | POTENTIAL T/F | 50 VA,1.2 FOR 3s | 2200 | 2301
KAPT5014 | KAPPA | POTENTIAL T/F | 50 VA,1.2 FOR 3s | 1485 | 1553
KAPT5015 | KAPPA | POTENTIAL T/F | 50 VA,1.2 FOR 3s | 1335 | 1396
KAPT5016 | KAPPA | POTENTIAL T/F | 50 VA,1.2 FOR 3s | 2340 | 2448
KAPT5017 | KAPPA | POTENTIAL T/F | 50 VA,1.2 FOR 3s | 1575 | 1647
KAPT5018 | KAPPA | POTENTIAL T/F | 50 VA,1.2 FOR 3s | 1440 | 1506
KCAS1201 | KAYCEE | ASS | 12A 4 POSITION | 144 | 113
KCSA0611 | KAYCEE | SELECTOR SWITCH (AC) | 6A 1P(ON/OFF) | 63 | 49
KCSA0612 | KAYCEE | SELECTOR SWITCH (AC) | 6A 1P(2 WAY NO OFF) | 77 | 60
KCSA0613 | KAYCEE | SELECTOR SWITCH (AC) | 6A 1P(2 WAY WITH OFF) | 77 | 60
KCSA0614 | KAYCEE | SELECTOR SWITCH (AC) | 6A 1P(3 WAY NO OFF) | 89 | 70
KCSA0615 | KAYCEE | SELECTOR SWITCH (AC) | 6A 1P(3 WAY WITH OFF) | 89 | 70
KCSA0616 | KAYCEE | SELECTOR SWITCH (AC) | 6A 1P(4 WAY NO OFF) | 97 | 76
KCSA0621 | KAYCEE | SELECTOR SWITCH (AC) | 6A 2P(ON/OFF) | 78 | 61
KCSA0622 | KAYCEE | SELECTOR SWITCH (AC) | 6A 2P(2 WAY NO OFF) | 102 | 80
KCSA0623 | KAYCEE | SELECTOR SWITCH (AC) | 6A 2P(2 WAY WITH OFF) | 102 | 80
KCSA0624 | KAYCEE | SELECTOR SWITCH (AC) | 6A 2P(3 WAY NO OFF) | 131 | 103
KCSA0625 | KAYCEE | SELECTOR SWITCH (AC) | 6A 2P(3 WAY WITH OFF) | 131 | 103
KCSA0626 | KAYCEE | SELECTOR SWITCH (AC) | 6A 2P(4 WAY NO OFF) | 146 | 115
KCSA0631 | KAYCEE | SELECTOR SWITCH (AC) | 6A 3P(ON/OFF) | 86 | 67
KCSA0632 | KAYCEE | SELECTOR SWITCH (AC) | 6A 3P(2 WAY NO OFF) | 131 | 103
KCSA0633 | KAYCEE | SELECTOR SWITCH (AC) | 6A 3P(2 WAY WITH OFF) | 131 | 103
KCSA0634 | KAYCEE | SELECTOR SWITCH (AC) | 6A 3P(3 WAY NO OFF) | 193 | 151
KCSA0635 | KAYCEE | SELECTOR SWITCH (AC) | 6A 3P(3 WAY WITH OFF) | 193 | 151
KCSA0636 | KAYCEE | SELECTOR SWITCH (AC) | 6A 3P(4 WAY NO OFF) | 204 | 160
KCSA0641 | KAYCEE | SELECTOR SWITCH (AC) | 6A 4P(ON/OFF) | 107 | 84
KCSA0642 | KAYCEE | SELECTOR SWITCH (AC) | 6A 4P(2 WAY NO OFF) | 162 | 127
KCSA0643 | KAYCEE | SELECTOR SWITCH (AC) | 6A 4P(2 WAY WITH OFF) | 162 | 127
KCSA0644 | KAYCEE | SELECTOR SWITCH (AC) | 6A 4P(3 WAY NO OFF) | 244 | 191
KCSA0645 | KAYCEE | SELECTOR SWITCH (AC) | 6A 4P(3 WAY WITH OFF) | 244 | 191
KCSA0646 | KAYCEE | SELECTOR SWITCH (AC) | 6A 4P(4 WAY NO OFF) | 278 | 218
KCSA101A | KAYCEE | SELECTOR SWITCH (AC) | 10A 1P(ON/OFF) | 136 | 107
KCSA101B | KAYCEE | SELECTOR SWITCH (AC) | 10A 1P(2 WAY NO OFF) | 160 | 126
KCSA101C | KAYCEE | SELECTOR SWITCH (AC) | 10A 1P(2 WAY WITH OFF) | 154 | 121
KCSA101D | KAYCEE | SELECTOR SWITCH (AC) | 10A 1P(3 WAY WITH OFF) | 160 | 126
KCSA101E | KAYCEE | SELECTOR SWITCH (AC) | 10A 1P(4 WAY NO OFF) | 169 | 133
KCSA102A | KAYCEE | SELECTOR SWITCH (AC) | 10A 2P(ON/OFF) | 158 | 124
KCSA102B | KAYCEE | SELECTOR SWITCH (AC) | 10A 2P(2 WAY NO OFF) | 201 | 158
KCSA102C | KAYCEE | SELECTOR SWITCH (AC) | 10A 2P(2 WAY WITH OFF) | 194 | 152
KCSA102D | KAYCEE | SELECTOR SWITCH (AC) | 10A 2P(3 WAY WITH OFF) | 207 | 162
KCSA102E | KAYCEE | SELECTOR SWITCH (AC) | 10A 2P(4 WAY NO OFF) | 215 | 169
KCSA103A | KAYCEE | SELECTOR SWITCH (AC) | 10A 3P(ON/OFF) | 178 | 140
KCSA103B | KAYCEE | SELECTOR SWITCH (AC) | 10A 3P(2 WAY NO OFF) | 240 | 188
KCSA103C | KAYCEE | SELECTOR SWITCH (AC) | 10A 3P(2 WAY WITH OFF) | 238 | 187
KCSA103D | KAYCEE | SELECTOR SWITCH (AC) | 10A 3P(3 WAY WITH OFF) | 267 | 209
KCSA103E | KAYCEE | SELECTOR SWITCH (AC) | 10A 3P(4 WAY NO OFF) | 277 | 217
KCSA104A | KAYCEE | SELECTOR SWITCH (AC) | 10A 4P(ON/OFF) | 194 | 152
KCSA104B | KAYCEE | SELECTOR SWITCH (AC) | 10A 4P(2 WAY NO OFF) | 282 | 221
KCSA104C | KAYCEE | SELECTOR SWITCH (AC) | 10A 4P(2 WAY WITH OFF) | 277 | 217
KCSA104D | KAYCEE | SELECTOR SWITCH (AC) | 10A 4P(3 WAY WITH OFF) | 375 | 294
KCSA104E | KAYCEE | SELECTOR SWITCH (AC) | 10A 4P(4 WAY NO OFF) | 388 | 304
KCSA111A | KAYCEE | SELECTOR SWITCH (AC) | 100A ROT 1P(ON/OFF) | 1628 | 1277
KCSA111B | KAYCEE | SELECTOR SWITCH (AC) | 100A ROT 1P(2 WAY NO OFF) | 2102 | 1649
KCSA111C | KAYCEE | SELECTOR SWITCH (AC) | 100A ROT 1P(2 WAY WITH OFF) | 2102 | 1649
KCSA111D | KAYCEE | SELECTOR SWITCH (AC) | 100A ROT 1P(3 WAY WITH OFF) | 2137 | 1676
KCSA111E | KAYCEE | SELECTOR SWITCH (AC) | 100A ROT 1P(4 WAY NO OFF) | 2137 | 1676
KCSA112A | KAYCEE | SELECTOR SWITCH (AC) | 100A ROT 2P(ON/OFF) | 2034 | 1596
KCSA112B | KAYCEE | SELECTOR SWITCH (AC) | 100A ROT 2P(2 WAY NO OFF) | 3077 | 2414
KCSA112C | KAYCEE | SELECTOR SWITCH (AC) | 100A ROT 2P(2 WAY WITH OFF) | 3077 | 2414
KCSA112D | KAYCEE | SELECTOR SWITCH (AC) | 100A ROT 2P(3 WAY WITH OFF) | 3145 | 2467
KCSA112E | KAYCEE | SELECTOR SWITCH (AC) | 100A ROT 2P(4 WAY NO OFF) | 3304 | 2592
KCSA113A | KAYCEE | SELECTOR SWITCH (AC) | 100A ROT 3P(ON/OFF) | 2506 | 1966
KCSA113B | KAYCEE | SELECTOR SWITCH (AC) | 100A ROT 3P(2 WAY NO OFF) | 3977 | 3120
KCSA113C | KAYCEE | SELECTOR SWITCH (AC) | 100A ROT 3P(2 WAY WITH OFF) | 3991 | 3131
KCSA113D | KAYCEE | SELECTOR SWITCH (AC) | 100A 3P(3 WAY WITH OFF) | 4106 | 3221
KCSA113E | KAYCEE | SELECTOR SWITCH (AC) | 100A ROT 3P(4 WAY NO OFF) | 4351 | 3413
KCSA114A | KAYCEE | SELECTOR SWITCH (AC) | 100A ROT 4P(ON/OFF) | 2902 | 2277
KCSA114B | KAYCEE | SELECTOR SWITCH (AC) | 100A ROT 4P(2 WAY NO OFF) | 5034 | 3949
KCSA114C | KAYCEE | SELECTOR SWITCH (AC) | 100A ROT 4P(2 WAY WITH OFF) | 5034 | 3949
KCSA114D | KAYCEE | SELECTOR SWITCH (AC) | 100A ROT 4P(3 WAY WITH OFF) | 5187 | 4069
KCSA114E | KAYCEE | SELECTOR SWITCH (AC) | 100A ROT 4P(4 WAY NO OFF) | 5346 | 4194
KCSA1211 | KAYCEE | SELECTOR SWITCH (AC) | 12A 1P(ON/OFF) | 72 | 56
KCSA1212 | KAYCEE | SELECTOR SWITCH (AC) | 12A 1P(2 WAY NO OFF) | 86 | 67
KCSA1213 | KAYCEE | SELECTOR SWITCH (AC) | 12A 1P(2 WAY WITH OFF) | 86 | 67
KCSA1214 | KAYCEE | SELECTOR SWITCH (AC) | 12A 1P(3 WAY NO OFF) | 97 | 76
KCSA1215 | KAYCEE | SELECTOR SWITCH (AC) | 12A 1P(3 WAY WITH OFF) | 97 | 76
KCSA1216 | KAYCEE | SELECTOR SWITCH (AC) | 12A 1P(4 WAY NO OFF) | 107 | 84
KCSA1221 | KAYCEE | SELECTOR SWITCH (AC) | 12A 2P(ON/OFF) | 86 | 67
KCSA1222 | KAYCEE | SELECTOR SWITCH (AC) | 12A 2P(2 WAY NO OFF) | 112 | 88
KCSA1223 | KAYCEE | SELECTOR SWITCH (AC) | 12A 2P(2 WAY WITH OFF) | 112 | 88
KCSA1224 | KAYCEE | SELECTOR SWITCH (AC) | 12A 2P(3 WAY NO OFF) | 138 | 108
KCSA1225 | KAYCEE | SELECTOR SWITCH (AC) | 12A 2P(3 WAY WITH OFF) | 138 | 108
KCSA1226 | KAYCEE | SELECTOR SWITCH (AC) | 12A 2P(4 WAY NO OFF) | 152 | 119
KCSA1231 | KAYCEE | SELECTOR SWITCH (AC) | 12A 3P(ON/OFF) | 96 | 75
KCSA1232 | KAYCEE | SELECTOR SWITCH (AC) | 12A 3P(2 WAY NO OFF) | 138 | 108
KCSA1233 | KAYCEE | SELECTOR SWITCH (AC) | 12A 3P(2 WAY WITH OFF) | 138 | 108
KCSA1234 | KAYCEE | SELECTOR SWITCH (AC) | 12A 3P(3 WAY NO OFF) | 201 | 158
KCSA1235 | KAYCEE | SELECTOR SWITCH (AC) | 12A 3P(3 WAY WITH OFF) | 201 | 158
KCSA1236 | KAYCEE | SELECTOR SWITCH (AC) | 12A 3P(4 WAY NO OFF) | 217 | 170
KCSA1241 | KAYCEE | SELECTOR SWITCH (AC) | 12A 4P(ON/OFF) | 112 | 88
KCSA1242 | KAYCEE | SELECTOR SWITCH (AC) | 12A 4P(2 WAY NO OFF) | 172 | 135
KCSA1243 | KAYCEE | SELECTOR SWITCH (AC) | 12A 4P(2 WAY WITH OFF) | 172 | 135
KCSA1244 | KAYCEE | SELECTOR SWITCH (AC) | 12A 4P(3 WAY NO OFF) | 252 | 198
KCSA1245 | KAYCEE | SELECTOR SWITCH (AC) | 12A 4P(3 WAY WITH OFF) | 252 | 198
KCSA1246 | KAYCEE | SELECTOR SWITCH (AC) | 12A 4P(4 WAY NO OFF) | 290 | 228
KCSA161A | KAYCEE | SELECTOR SWITCH (AC) | 16A 1P(ON/OFF) | 136 | 107
KCSA161B | KAYCEE | SELECTOR SWITCH (AC) | 16A 1P(2 WAY NO OFF) | 160 | 126
KCSA161C | KAYCEE | SELECTOR SWITCH (AC) | 16A 1P(2 WAY WITH OFF) | 154 | 121
KCSA161D | KAYCEE | SELECTOR SWITCH (AC) | 16A 1P(3 WAY WITH OFF) | 160 | 126
KCSA161E | KAYCEE | SELECTOR SWITCH (AC) | 16A 1P(4 WAY NO OFF) | 169 | 133
KCSA162A | KAYCEE | SELECTOR SWITCH (AC) | 16A 2P(ON/OFF) | 158 | 124
KCSA162B | KAYCEE | SELECTOR SWITCH (AC) | 16A 2P(2 WAY NO OFF) | 201 | 158
KCSA162C | KAYCEE | SELECTOR SWITCH (AC) | 16A 2P(2 WAY WITH OFF) | 194 | 152
KCSA162D | KAYCEE | SELECTOR SWITCH (AC) | 16A 2P(3 WAY WITH OFF) | 207 | 162
KCSA162E | KAYCEE | SELECTOR SWITCH (AC) | 16A 2P(4 WAY NO OFF) | 215 | 169
KCSA163A | KAYCEE | SELECTOR SWITCH (AC) | 16A 3P(ON/OFF) | 191 | 150
KCSA163B | KAYCEE | SELECTOR SWITCH (AC) | 16A 3P(2 WAY NO OFF) | 261 | 205
KCSA163C | KAYCEE | SELECTOR SWITCH (AC) | 16A 3P(2 WAY WITH OFF) | 267 | 209
KCSA163D | KAYCEE | SELECTOR SWITCH (AC) | 16A 3P(3 WAY WITH OFF) | 378 | 297
KCSA163E | KAYCEE | SELECTOR SWITCH (AC) | 16A 3P(4 WAY NO OFF) | 431 | 338
KCSA164A | KAYCEE | SELECTOR SWITCH (AC) | 16A 4P(ON/OFF) | 213 | 167
KCSA164B | KAYCEE | SELECTOR SWITCH (AC) | 16A 4P(2 WAY NO OFF) | 306 | 240
KCSA164C | KAYCEE | SELECTOR SWITCH (AC) | 16A 4P(2 WAY WITH OFF) | 309 | 242
KCSA164D | KAYCEE | SELECTOR SWITCH (AC) | 16A 4P(3 WAY WITH OFF) | 466 | 366
KCSA164E | KAYCEE | SELECTOR SWITCH (AC) | 16A 4P(4 WAY NO OFF) | 505 | 396
KCSA211A | KAYCEE | SELECTOR SWITCH (AC) | 200A ROT 1P(ON/OFF) | 2102 | 1649
KCSA211B | KAYCEE | SELECTOR SWITCH (AC) | 200A ROT 1P(2 WAY NO OFF) | 3300 | 2589
KCSA211C | KAYCEE | SELECTOR SWITCH (AC) | 200A ROT 1P(2 WAY WITH OFF) | 3042 | 2386
KCSA211D | KAYCEE | SELECTOR SWITCH (AC) | 200A ROT 1P(3 WAY WITH OFF) | 3247 | 2547
KCSA211E | KAYCEE | SELECTOR SWITCH (AC) | 200A ROT 1P(4 WAY NO OFF) | 3365 | 2640
KCSA212A | KAYCEE | SELECTOR SWITCH (AC) | 200A ROT 2P(ON/OFF) | 2739 | 2149
KCSA212B | KAYCEE | SELECTOR SWITCH (AC) | 200A ROT 2P(2 WAY NO OFF) | 4617 | 3622
KCSA212C | KAYCEE | SELECTOR SWITCH (AC) | 200A ROT 2P(2 WAY WITH OFF) | 4638 | 3639
KCSA212D | KAYCEE | SELECTOR SWITCH (AC) | 200A ROT 2P(3 WAY WITH OFF) | 4963 | 3893
KCSA212E | KAYCEE | SELECTOR SWITCH (AC) | 200A ROT 2P(4 WAY NO OFF) | 5334 | 4185
KCSA213A | KAYCEE | SELECTOR SWITCH (AC) | 200A ROT 3P(ON/OFF) | 3424 | 2686
KCSA213B | KAYCEE | SELECTOR SWITCH (AC) | 200A ROT 3P(2 WAY NO OFF) | 5902 | 4630
KCSA213C | KAYCEE | SELECTOR SWITCH (AC) | 200A ROT 3P(2 WAY WITH OFF) | 5937 | 4658
KCSA213D | KAYCEE | SELECTOR SWITCH (AC) | 200A ROT 3P(3 WAY WITH OFF) | 6518 | 5113
KCSA213E | KAYCEE | SELECTOR SWITCH (AC) | 200A ROT 3P(4 WAY NO OFF) | 7191 | 5641
KCSA214A | KAYCEE | SELECTOR SWITCH (AC) | 200A ROT 4P(ON/OFF) | 4072 | 3194
KCSA214B | KAYCEE | SELECTOR SWITCH (AC) | 200A ROT 4P(2 WAY NO OFF) | 7293 | 5721
KCSA214C | KAYCEE | SELECTOR SWITCH (AC) | 200A ROT 4P(2 WAY WITH OFF) | 7409 | 5812
KCSA214D | KAYCEE | SELECTOR SWITCH (AC) | 200A ROT 4P(3 WAY WITH OFF) | 8172 | 6411
KCSA214E | KAYCEE | SELECTOR SWITCH (AC) | 200A ROT 4P(4 WAY NO OFF) | 9098 | 7137
KCSA2511 | KAYCEE | SELECTOR SWITCH (AC) | 25A 1P(ON/OFF) | 160 | 126
KCSA2512 | KAYCEE | SELECTOR SWITCH (AC) | 25A 1P(2 WAY NO OFF) | 195 | 153
KCSA2513 | KAYCEE | SELECTOR SWITCH (AC) | 25A 1P(2 WAY WITH OFF) | 195 | 153
KCSA2514 | KAYCEE | SELECTOR SWITCH (AC) | 25A 1P(3 WAY NO OFF) | 223 | 175
KCSA2515 | KAYCEE | SELECTOR SWITCH (AC) | 25A 1P(3 WAY WITH OFF) | 233 | 183
KCSA2516 | KAYCEE | SELECTOR SWITCH (AC) | 25A 1P(4 WAY NO OFF) | 259 | 203
KCSA251A | KAYCEE | SELECTOR SWITCH (AC) | 25A 1P(ON/OFF) | 154 | 121
KCSA251B | KAYCEE | SELECTOR SWITCH (AC) | 25A 1P(2 WAY NO OFF) | 175 | 137
KCSA251C | KAYCEE | SELECTOR SWITCH (AC) | 25A 1P(2 WAY WITH OFF) | 201 | 158
KCSA251D | KAYCEE | SELECTOR SWITCH (AC) | 25A 1P(3 WAY WITH OFF) | 215 | 169
KCSA251E | KAYCEE | SELECTOR SWITCH (AC) | 25A 1P(4 WAY NO OFF) | 228 | 179
KCSA2521 | KAYCEE | SELECTOR SWITCH (AC) | 25A 2P(ON/OFF) | 185 | 145
KCSA2522 | KAYCEE | SELECTOR SWITCH (AC) | 25A 2P(2 WAY NO OFF) | 278 | 218
KCSA2523 | KAYCEE | SELECTOR SWITCH (AC) | 25A 2P(2 WAY WITH OFF) | 278 | 218
KCSA2524 | KAYCEE | SELECTOR SWITCH (AC) | 25A 2P(3 WAY NO OFF) | 345 | 271
KCSA2525 | KAYCEE | SELECTOR SWITCH (AC) | 25A 2P(3 WAY WITH OFF) | 355 | 279
KCSA2526 | KAYCEE | SELECTOR SWITCH (AC) | 25A 2P(4 WAY NO OFF) | 420 | 329
KCSA252A | KAYCEE | SELECTOR SWITCH (AC) | 25A 2P(ON/OFF) | 194 | 152
KCSA252B | KAYCEE | SELECTOR SWITCH (AC) | 25A 2P(2 WAY NO OFF) | 227 | 178
KCSA252C | KAYCEE | SELECTOR SWITCH (AC) | 25A 2P(2 WAY WITH OFF) | 267 | 209
KCSA252D | KAYCEE | SELECTOR SWITCH (AC) | 25A 2P(3 WAY WITH OFF) | 303 | 238
KCSA252E | KAYCEE | SELECTOR SWITCH (AC) | 25A 2P(4 WAY NO OFF) | 332 | 260
KCSA2531 | KAYCEE | SELECTOR SWITCH (AC) | 25A 3P(ON/OFF) | 220 | 173
KCSA2532 | KAYCEE | SELECTOR SWITCH (AC) | 25A 3P(2 WAY NO OFF) | 442 | 347
KCSA2533 | KAYCEE | SELECTOR SWITCH (AC) | 25A 3P(2 WAY WITH OFF) | 442 | 347
KCSA2534 | KAYCEE | SELECTOR SWITCH (AC) | 25A 3P(3 WAY NO OFF) | 442 | 347
KCSA2535 | KAYCEE | SELECTOR SWITCH (AC) | 25A 3P(3 WAY WITH OFF) | 442 | 347
KCSA2536 | KAYCEE | SELECTOR SWITCH (AC) | 25A 3P(4 WAY NO OFF) | 582 | 457
KCSA253A | KAYCEE | SELECTOR SWITCH (AC) | 25A 3P(ON/OFF) | 252 | 198
KCSA253B | KAYCEE | SELECTOR SWITCH (AC) | 25A 3P(2 WAY NO OFF) | 303 | 238
KCSA253C | KAYCEE | SELECTOR SWITCH (AC) | 25A 3P(2 WAY WITH OFF) | 411 | 322
KCSA253D | KAYCEE | SELECTOR SWITCH (AC) | 25A 3P(3 WAY WITH OFF) | 464 | 364
KCSA253E | KAYCEE | SELECTOR SWITCH (AC) | 25A 3P(4 WAY NO OFF) | 531 | 417
KCSA2541 | KAYCEE | SELECTOR SWITCH (AC) | 25A 4P(ON/OFF) | 278 | 218
KCSA2542 | KAYCEE | SELECTOR SWITCH (AC) | 25A 4P(2 WAY NO OFF) | 531 | 417
KCSA2543 | KAYCEE | SELECTOR SWITCH (AC) | 25A 4P(2 WAY WITH OFF) | 531 | 417
KCSA2544 | KAYCEE | SELECTOR SWITCH (AC) | 25A 4P(3 WAY NO OFF) | 587 | 461
KCSA2545 | KAYCEE | SELECTOR SWITCH (AC) | 25A 4P(3 WAY WITH OFF) | 587 | 461
KCSA2546 | KAYCEE | SELECTOR SWITCH (AC) | 25A 4P(4 WAY NO OFF) | 744 | 584
KCSA254A | KAYCEE | SELECTOR SWITCH (AC) | 25A 4P(ON/OFF) | 315 | 247
KCSA254B | KAYCEE | SELECTOR SWITCH (AC) | 25A 4P(2 WAY NO OFF) | 365 | 286
KCSA311A | KAYCEE | SELECTOR SWITCH (AC) | 300A ROT 1P(ON/OFF) | 2323 | 1822
KCSA311B | KAYCEE | SELECTOR SWITCH (AC) | 300A ROT 1P(2 WAY NO OFF) | 3145 | 2467
KCSA311C | KAYCEE | SELECTOR SWITCH (AC) | 300A ROT 1P(2 WAY WITH OFF) | 3216 | 2523
KCSA311D | KAYCEE | SELECTOR SWITCH (AC) | 300A ROT 1P(3 WAY WITH OFF) | 3377 | 2649
KCSA311E | KAYCEE | SELECTOR SWITCH (AC) | 300A ROT 1P(4 WAY NO OFF) | 3538 | 2776
KCSA312A | KAYCEE | SELECTOR SWITCH (AC) | 300A ROT 2P(ON/OFF) | 3005 | 2357
KCSA312B | KAYCEE | SELECTOR SWITCH (AC) | 300A ROT 2P(2 WAY NO OFF) | 5020 | 3938
KCSA312C | KAYCEE | SELECTOR SWITCH (AC) | 300A ROT 2P(2 WAY WITH OFF) | 5101 | 4002
KCSA312D | KAYCEE | SELECTOR SWITCH (AC) | 300A ROT 2P(3 WAY WITH OFF) | 5288 | 4148
KCSA312E | KAYCEE | SELECTOR SWITCH (AC) | 300A ROT 2P(4 WAY NO OFF) | 5640 | 4425
KCSA313A | KAYCEE | SELECTOR SWITCH (AC) | 300A ROT 3P(ON/OFF) | 3737 | 2932
KCSA313B | KAYCEE | SELECTOR SWITCH (AC) | 300A ROT 3P(2 WAY NO OFF) | 6553 | 5141
KCSA313C | KAYCEE | SELECTOR SWITCH (AC) | 300A ROT 3P(2 WAY WITH OFF) | 6578 | 5160
KCSA313D | KAYCEE | SELECTOR SWITCH (AC) | 300A ROT 3P(3 WAY WITH OFF) | 7200 | 5648
KCSA313E | KAYCEE | SELECTOR SWITCH (AC) | 300A ROT 3P(4 WAY NO OFF) | 7839 | 6150
KCSA314A | KAYCEE | SELECTOR SWITCH (AC) | 300A ROT 4P(ON/OFF) | 4560 | 3577
KCSA314B | KAYCEE | SELECTOR SWITCH (AC) | 300A ROT 4P(2 WAY NO OFF) | 8336 | 6540
KCSA314C | KAYCEE | SELECTOR SWITCH (AC) | 300A ROT 4P(2 WAY WITH OFF) | 8336 | 6540
KCSA314D | KAYCEE | SELECTOR SWITCH (AC) | 300A ROT 4P(3 WAY WITH OFF) | 9254 | 7260
KCSA314E | KAYCEE | SELECTOR SWITCH (AC) | 300A ROT 4P(4 WAY NO OFF) | 10166 | 7975
KCSA401A | KAYCEE | SELECTOR SWITCH (AC) | 40A 1P(ON/OFF) | 235 | 184
KCSA401B | KAYCEE | SELECTOR SWITCH (AC) | 40A 1P(2 WAY NO OFF) | 296 | 232
KCSA401C | KAYCEE | SELECTOR SWITCH (AC) | 40A 1P(2 WAY WITH OFF) | 283 | 222
KCSA401D | KAYCEE | SELECTOR SWITCH (AC) | 40A 1P(3 WAY WITH OFF) | 294 | 231
KCSA401E | KAYCEE | SELECTOR SWITCH (AC) | 40A 1P(4 WAY NO OFF) | 301 | 236
KCSA402A | KAYCEE | SELECTOR SWITCH (AC) | 40A 2P(ON/OFF) | 284 | 223
KCSA402B | KAYCEE | SELECTOR SWITCH (AC) | 40A 2P(2 WAY NO OFF) | 408 | 320
KCSA402C | KAYCEE | SELECTOR SWITCH (AC) | 40A 2P(2 WAY WITH OFF) | 384 | 301
KCSA402D | KAYCEE | SELECTOR SWITCH (AC) | 40A 2P(3 WAY WITH OFF) | 425 | 333
KCSA402E | KAYCEE | SELECTOR SWITCH (AC) | 40A 2P(4 WAY NO OFF) | 470 | 369
KCSA403A | KAYCEE | SELECTOR SWITCH (AC) | 40A 3P(ON/OFF) | 333 | 261
KCSA403B | KAYCEE | SELECTOR SWITCH (AC) | 40A 3P(2 WAY NO OFF) | 510 | 400
KCSA403C | KAYCEE | SELECTOR SWITCH (AC) | 40A 3P(2 WAY WITH OFF) | 485 | 380
KCSA403D | KAYCEE | SELECTOR SWITCH (AC) | 40A 3P(3 WAY WITH OFF) | 624 | 490
KCSA403E | KAYCEE | SELECTOR SWITCH (AC) | 40A 3P(4 WAY NO OFF) | 646 | 507
KCSA404A | KAYCEE | SELECTOR SWITCH (AC) | 40A 4P(ON/OFF) | 380 | 298
KCSA404B | KAYCEE | SELECTOR SWITCH (AC) | 40A 4P(2 WAY NO OFF) | 590 | 463
KCSA404C | KAYCEE | SELECTOR SWITCH (AC) | 40A 4P(2 WAY WITH OFF) | 578 | 453
KCSA404D | KAYCEE | SELECTOR SWITCH (AC) | 40A 4P(3 WAY WITH OFF) | 838 | 657
KCSA404E | KAYCEE | SELECTOR SWITCH (AC) | 40A 4P(4 WAY NO OFF) | 855 | 671
KCSA411A | KAYCEE | SELECTOR SWITCH (AC) | 400A ROT 1P(ON/OFF) | 2949 | 2313
KCSA411B | KAYCEE | SELECTOR SWITCH (AC) | 400A ROT 1P(2 WAY NO OFF) | 5370 | 4213
KCSA411C | KAYCEE | SELECTOR SWITCH (AC) | 400A ROT 1P(2 WAY WITH OFF) | 5462 | 4285
KCSA411D | KAYCEE | SELECTOR SWITCH (AC) | 400A ROT 1P(3 WAY WITH OFF) | 5728 | 4494
KCSA411E | KAYCEE | SELECTOR SWITCH (AC) | 400A ROT 1P(4 WAY NO OFF) | 6508 | 5106
KCSA412A | KAYCEE | SELECTOR SWITCH (AC) | 400A ROT 2P(ON/OFF) | 4956 | 3888
KCSA412B | KAYCEE | SELECTOR SWITCH (AC) | 400A ROT 2P(2 WAY NO OFF) | 9064 | 7111
KCSA412C | KAYCEE | SELECTOR SWITCH (AC) | 400A ROT 2P(2 WAY WITH OFF) | 9148 | 7177
KCSA412D | KAYCEE | SELECTOR SWITCH (AC) | 400A ROT 2P(3 WAY WITH OFF) | 9643 | 7565
KCSA412E | KAYCEE | SELECTOR SWITCH (AC) | 400A ROT 2P(4 WAY NO OFF) | 10442 | 8192
KCSA413A | KAYCEE | SELECTOR SWITCH (AC) | 400A ROT 3P(ON/OFF) | 7047 | 5528
KCSA413B | KAYCEE | SELECTOR SWITCH (AC) | 400A ROT 3P(2 WAY NO OFF) | 11928 | 9358
KCSA413C | KAYCEE | SELECTOR SWITCH (AC) | 400A ROT 3P(2 WAY WITH OFF) | 12032 | 9439
KCSA413D | KAYCEE | SELECTOR SWITCH (AC) | 400A ROT 3P(3 WAY WITH OFF) | 13423 | 10530
KCSA413E | KAYCEE | SELECTOR SWITCH (AC) | 400A ROT 3P(4 WAY NO OFF) | 14983 | 11754
KCSA414A | KAYCEE | SELECTOR SWITCH (AC) | 400A ROT 4P(ON/OFF) | 9112 | 7148
KCSA414C | KAYCEE | SELECTOR SWITCH (AC) | 400A ROT 4P(2 WAY WITH OFF) | 12542 | 9839
KCSA511A | KAYCEE | SELECTOR SWITCH (AC) | 500A ROT 1P(ON/OFF) | 3308 | 2595
KCSA511B | KAYCEE | SELECTOR SWITCH (AC) | 500A ROT 1P(2 WAY NO OFF) | 6300 | 4942
KCSA511C | KAYCEE | SELECTOR SWITCH (AC) | 500A ROT 1P(2 WAY WITH OFF) | 6413 | 5031
KCSA511D | KAYCEE | SELECTOR SWITCH (AC) | 500A ROT 1P(3 WAY WITH OFF) | 6784 | 5322
KCSA511E | KAYCEE | SELECTOR SWITCH (AC) | 500A ROT 1P(4 WAY NO OFF) | 7710 | 6049
KCSA512A | KAYCEE | SELECTOR SWITCH (AC) | 500A ROT 2P(ON/OFF) | 5474 | 4294
KCSA512B | KAYCEE | SELECTOR SWITCH (AC) | 500A ROT 2P(2 WAY NO OFF) | 9495 | 7449
KCSA512C | KAYCEE | SELECTOR SWITCH (AC) | 500A ROT 2P(2 WAY WITH OFF) | 9633 | 7557
KCSA512D | KAYCEE | SELECTOR SWITCH (AC) | 500A ROT 2P(3 WAY WITH OFF) | 10701 | 8395
KCSA512E | KAYCEE | SELECTOR SWITCH (AC) | 500A ROT 2P(4 WAY NO OFF) | 11881 | 9321
KCSA513A | KAYCEE | SELECTOR SWITCH (AC) | 500A ROT 3P(ON/OFF) | 7968 | 6251
KCSA513B | KAYCEE | SELECTOR SWITCH (AC) | 500A ROT 3P(2 WAY NO OFF) | 13596 | 10666
KCSA513C | KAYCEE | SELECTOR SWITCH (AC) | 500A ROT 3P(2 WAY WITH OFF) | 13596 | 10666
KCSA513D | KAYCEE | SELECTOR SWITCH (AC) | 500A ROT 3P(3 WAY WITH OFF) | 15391 | 12074
KCSA513E | KAYCEE | SELECTOR SWITCH (AC) | 500A ROT 3P(4 WAY NO OFF) | 17177 | 13475
KCSA514A | KAYCEE | SELECTOR SWITCH (AC) | 500A ROT 4P(ON/OFF) | 10550 | 8276
KCSA514C | KAYCEE | SELECTOR SWITCH (AC) | 500A ROT 4P(2 WAY WITH OFF) | 14176 | 11121
KCSA601A | KAYCEE | SELECTOR SWITCH (AC) | 60A 1P(ON/OFF) | 282 | 221
KCSA601B | KAYCEE | SELECTOR SWITCH (AC) | 60A 1P(2 WAY NO OFF) | 316 | 248
KCSA601C | KAYCEE | SELECTOR SWITCH (AC) | 60A 1P(2 WAY WITH OFF) | 380 | 298
KCSA601D | KAYCEE | SELECTOR SWITCH (AC) | 60A 1P(3 WAY WITH OFF) | 394 | 309
KCSA601E | KAYCEE | SELECTOR SWITCH (AC) | 60A 1P(4 WAY NO OFF) | 408 | 320
KCSA602A | KAYCEE | SELECTOR SWITCH (AC) | 60A 2P(ON/OFF) | 359 | 282
KCSA602B | KAYCEE | SELECTOR SWITCH (AC) | 60A 2P(2 WAY NO OFF) | 435 | 341
KCSA602C | KAYCEE | SELECTOR SWITCH (AC) | 60A 2P(2 WAY WITH OFF) | 578 | 453
KCSA602D | KAYCEE | SELECTOR SWITCH (AC) | 60A 2P(3 WAY WITH OFF) | 596 | 468
KCSA602E | KAYCEE | SELECTOR SWITCH (AC) | 60A 2P(4 WAY NO OFF) | 634 | 497
KCSA603A | KAYCEE | SELECTOR SWITCH (AC) | 60A 3P(ON/OFF) | 484 | 380
KCSA603B | KAYCEE | SELECTOR SWITCH (AC) | 60A 3P(2 WAY NO OFF) | 569 | 446
KCSA603C | KAYCEE | SELECTOR SWITCH (AC) | 60A 3P(2 WAY WITH OFF) | 778 | 610
KCSA603D | KAYCEE | SELECTOR SWITCH (AC) | 60A 3P(3 WAY WITH OFF) | 813 | 638
KCSA603E | KAYCEE | SELECTOR SWITCH (AC) | 60A 3P(4 WAY NO OFF) | 855 | 671
KCSA604A | KAYCEE | SELECTOR SWITCH (AC) | 60A 4P(ON/OFF) | 578 | 453
KCSA604B | KAYCEE | SELECTOR SWITCH (AC) | 60A 4P(2 WAY NO OFF) | 691 | 542
KCSA604C | KAYCEE | SELECTOR SWITCH (AC) | 60A 4P(2 WAY WITH OFF) | 966 | 758
KCSA604D | KAYCEE | SELECTOR SWITCH (AC) | 60A 4P(3 WAY WITH OFF) | 978 | 767
KCSA604E | KAYCEE | SELECTOR SWITCH (AC) | 60A 4P(4 WAY NO OFF) | 1087 | 853
KCSA611A | KAYCEE | SELECTOR SWITCH (AC) | 600A ROT 1P(ON/OFF) | 4929 | 3867
KCSA611B | KAYCEE | SELECTOR SWITCH (AC) | 600A ROT 1P(2 WAY NO OFF) | 8708 | 6831
KCSA611C | KAYCEE | SELECTOR SWITCH (AC) | 600A ROT 1P(2 WAY WITH OFF) | 9029 | 7083
KCSA611D | KAYCEE | SELECTOR SWITCH (AC) | 600A ROT 1P(3 WAY WITH OFF) | 9112 | 7148
KCSA611E | KAYCEE | SELECTOR SWITCH (AC) | 600A ROT 1P(4 WAY NO OFF) | 9270 | 7272
KCSA612A | KAYCEE | SELECTOR SWITCH (AC) | 600A ROT 2P(ON/OFF) | 7827 | 6140
KCSA612B | KAYCEE | SELECTOR SWITCH (AC) | 600A ROT 2P(2 WAY NO OFF) | 15413 | 12092
KCSA612C | KAYCEE | SELECTOR SWITCH (AC) | 600A ROT 2P(2 WAY WITH OFF) | 16077 | 12612
KCSA612D | KAYCEE | SELECTOR SWITCH (AC) | 600A ROT 2P(3 WAY WITH OFF) | 16227 | 12730
KCSA612E | KAYCEE | SELECTOR SWITCH (AC) | 600A ROT 2P(4 WAY NO OFF) | 16562 | 12993
KCSA613A | KAYCEE | SELECTOR SWITCH (AC) | 600A ROT 3P(ON/OFF) | 11479 | 9005
KCSA613B | KAYCEE | SELECTOR SWITCH (AC) | 600A ROT 3P(2 WAY NO OFF) | 22103 | 17340
KCSA613C | KAYCEE | SELECTOR SWITCH (AC) | 600A ROT 3P(2 WAY WITH OFF) | 22276 | 17476
KCSA613D | KAYCEE | SELECTOR SWITCH (AC) | 600A ROT 3P(3 WAY WITH OFF) | 23410 | 18365
KCSA613E | KAYCEE | SELECTOR SWITCH (AC) | 600A ROT 3P(4 WAY NO OFF) | 23812 | 18681
KCSA614A | KAYCEE | SELECTOR SWITCH (AC) | 600A ROT 4P(ON/OFF) | 14742 | 11565
KCSA614C | KAYCEE | SELECTOR SWITCH (AC) | 600A ROT 4P(2 WAY WITH OFF) | 20775 | 16298
KCSD0611 | KAYCEE | SELECTOR SWITCH (DC) | 6A 1 POLE(ON/OFF) | 77 | 60
KCSD0612 | KAYCEE | SELECTOR SWITCH (DC) | 6A 1 POLE(2 WAY NO OFF) | 89 | 70
KCSD0613 | KAYCEE | SELECTOR SWITCH (DC) | 6A 1 POLE(2 WAY WITH OFF) | 89 | 70
KCSD0614 | KAYCEE | SELECTOR SWITCH (DC) | 6A 1 POLE(3 WAY NO OFF) | 113 | 89
KCSD0615 | KAYCEE | SELECTOR SWITCH (DC) | 6A 1 POLE(3 WAY WITH OFF) | 113 | 89
KCSD0616 | KAYCEE | SELECTOR SWITCH (DC) | 6A 1 POLE(4 WAY NO OFF) | 122 | 96
KCSD0621 | KAYCEE | SELECTOR SWITCH (DC) | 6A 2P(2 WAY) | 89 | 70
KCSD0622 | KAYCEE | SELECTOR SWITCH (DC) | 6A 2P(2 WAY NO OFF) | 131 | 103
KCSD0623 | KAYCEE | SELECTOR SWITCH (DC) | 6A 2P(2 WAY WITH OFF) | 131 | 103
KCSD0624 | KAYCEE | SELECTOR SWITCH (DC) | 6A 2P(3 WAY NO OFF) | 164 | 129
KCSD0625 | KAYCEE | SELECTOR SWITCH (DC) | 6A 2P(3 WAY WITH OFF) | 164 | 129
KCSD0626 | KAYCEE | SELECTOR SWITCH (DC) | 6A 2P(4 WAY NO OFF) | 194 | 152
KCSD0631 | KAYCEE | SELECTOR SWITCH (DC) | 6A 3P(ON/OFF) | 111 | 87
KCSD0632 | KAYCEE | SELECTOR SWITCH (DC) | 6A 3P(2 WAY NO OFF) | 164 | 129
KCSD0633 | KAYCEE | SELECTOR SWITCH (DC) | 6A 3P(2 WAY WITH OFF) | 164 | 129
KCSD0634 | KAYCEE | SELECTOR SWITCH (DC) | 6A 3P(3 WAY NO OFF) | 252 | 198
KCSD0635 | KAYCEE | SELECTOR SWITCH (DC) | 6A 3P(3 WAY WITH OFF) | 252 | 198
KCSD0636 | KAYCEE | SELECTOR SWITCH (DC) | 6A 3P(4 WAY NO OFF) | 276 | 217
KCSD0641 | KAYCEE | SELECTOR SWITCH (DC) | 6A 4P(ON/OFF) | 131 | 103
KCSD0642 | KAYCEE | SELECTOR SWITCH (DC) | 6A 4P(2 WAY NO OFF) | 212 | 166
KCSD0643 | KAYCEE | SELECTOR SWITCH (DC) | 6A 4P(2 WAY WITH OFF) | 212 | 166
KCSD0644 | KAYCEE | SELECTOR SWITCH (DC) | 6A 4P(3 WAY NO OFF) | 316 | 248
KCSD0645 | KAYCEE | SELECTOR SWITCH (DC) | 6A 4P(3 WAY WITH OFF) | 316 | 248
KCSD0646 | KAYCEE | SELECTOR SWITCH (DC) | 6A 4P(4 WAY NO OFF) | 377 | 296
KCSD101A | KAYCEE | SELECTOR SWITCH (DC) | 10A 1P(ON/OFF) | 196 | 154
KCSD101B | KAYCEE | SELECTOR SWITCH (DC) | 10A 1P(2 WAY NO OFF) | 219 | 172
KCSD101C | KAYCEE | SELECTOR SWITCH (DC) | 10A 1P(2 WAY WITH OFF) | 218 | 171
KCSD101D | KAYCEE | SELECTOR SWITCH (DC) | 10A 1P(3 WAY WITH OFF) | 239 | 188
KCSD101E | KAYCEE | SELECTOR SWITCH (DC) | 10A 1P(4 WAY NO OFF) | 246 | 193
KCSD102A | KAYCEE | SELECTOR SWITCH (DC) | 10A 2P(ON/OFF) | 217 | 170
KCSD102B | KAYCEE | SELECTOR SWITCH (DC) | 10A 2P(2 WAY NO OFF) | 264 | 207
KCSD102C | KAYCEE | SELECTOR SWITCH (DC) | 10A 2P(2 WAY WITH OFF) | 264 | 207
KCSD102D | KAYCEE | SELECTOR SWITCH (DC) | 10A 2P(3 WAY WITH OFF) | 325 | 255
KCSD102E | KAYCEE | SELECTOR SWITCH (DC) | 10A 2P(4 WAY NO OFF) | 331 | 260
KCSD103A | KAYCEE | SELECTOR SWITCH (DC) | 10A 3P(ON/OFF) | 261 | 205
KCSD103B | KAYCEE | SELECTOR SWITCH (DC) | 10A 3P(2 WAY NO OFF) | 376 | 295
KCSD103C | KAYCEE | SELECTOR SWITCH (DC) | 10A 3P(2 WAY WITH OFF) | 391 | 307
KCSD103D | KAYCEE | SELECTOR SWITCH (DC) | 10A 3P(3 WAY WITH OFF) | 504 | 395
KCSD103E | KAYCEE | SELECTOR SWITCH (DC) | 10A 3P(4 WAY NO OFF) | 548 | 430
KCSD104A | KAYCEE | SELECTOR SWITCH (DC) | 10A 4P(ON/OFF) | 316 | 248
KCSD104B | KAYCEE | SELECTOR SWITCH (DC) | 10A 4P(2 WAY NO OFF) | 470 | 369
KCSD104C | KAYCEE | SELECTOR SWITCH (DC) | 10A 4P(2 WAY WITH OFF) | 452 | 355
KCSD104D | KAYCEE | SELECTOR SWITCH (DC) | 10A 4P(3 WAY WITH OFF) | 563 | 442
KCSD104E | KAYCEE | SELECTOR SWITCH (DC) | 10A 4P(4 WAY NO OFF) | 630 | 494
KCSD111A | KAYCEE | SELECTOR SWITCH (DC) | 100A ROT 1P(ON/OFF) | 1729 | 1356
KCSD111B | KAYCEE | SELECTOR SWITCH (DC) | 100A ROT 1P(2 WAY NO OFF) | 2276 | 1786
KCSD111C | KAYCEE | SELECTOR SWITCH (DC) | 100A ROT 1P(2 WAY WITH OFF) | 2286 | 1793
KCSD111D | KAYCEE | SELECTOR SWITCH (DC) | 100A ROT 1P(3 WAY WITH OFF) | 2334 | 1831
KCSD111E | KAYCEE | SELECTOR SWITCH (DC) | 100A ROT 1P(4 WAY NO OFF) | 2472 | 1939
KCSD112A | KAYCEE | SELECTOR SWITCH (DC) | 100A ROT 2P(ON/OFF) | 2209 | 1733
KCSD112B | KAYCEE | SELECTOR SWITCH (DC) | 100A ROT 2P(2 WAY NO OFF) | 3455 | 2710
KCSD112C | KAYCEE | SELECTOR SWITCH (DC) | 100A ROT 2P(2 WAY WITH OFF) | 3458 | 2713
KCSD112D | KAYCEE | SELECTOR SWITCH (DC) | 100A ROT 2P(3 WAY WITH OFF) | 3538 | 2776
KCSD112E | KAYCEE | SELECTOR SWITCH (DC) | 100A ROT 2P(4 WAY NO OFF) | 3677 | 2885
KCSD113A | KAYCEE | SELECTOR SWITCH (DC) | 100A ROT 3P(ON/OFF) | 2773 | 2175
KCSD113B | KAYCEE | SELECTOR SWITCH (DC) | 100A ROT 3P(2 WAY NO OFF) | 4536 | 3558
KCSD113C | KAYCEE | SELECTOR SWITCH (DC) | 100A ROT 3P(2 WAY WITH OFF) | 4546 | 3566
KCSD113D | KAYCEE | SELECTOR SWITCH (DC) | 100A ROT 3P(3 WAY WITH OFF) | 4654 | 3651
KCSD113E | KAYCEE | SELECTOR SWITCH (DC) | 100A ROT 3P(4 WAY NO OFF) | 4824 | 3784
KCSD114A | KAYCEE | SELECTOR SWITCH (DC) | 100A ROT 4P(ON/OFF) | 3108 | 2438
KCSD114B | KAYCEE | SELECTOR SWITCH (DC) | 100A ROT 4P(2 WAY NO OFF) | 5776 | 4531
KCSD114C | KAYCEE | SELECTOR SWITCH (DC) | 100A ROT 4P(2 WAY WITH OFF) | 5776 | 4531
KCSD114D | KAYCEE | SELECTOR SWITCH (DC) | 100A ROT 4P(3 WAY WITH OFF) | 5927 | 4650
KCSD114E | KAYCEE | SELECTOR SWITCH (DC) | 100A ROT 4P(4 WAY NO OFF) | 6087 | 4775
KCSD161A | KAYCEE | SELECTOR SWITCH (DC) | 16A 1P(ON/OFF) | 196 | 154
KCSD161B | KAYCEE | SELECTOR SWITCH (DC) | 16A 1P(2 WAY NO OFF) | 219 | 172
KCSD161C | KAYCEE | SELECTOR SWITCH (DC) | 16A 1P(2 WAY WITH OFF) | 218 | 171
KCSD161D | KAYCEE | SELECTOR SWITCH (DC) | 16A 1P(3 WAY WITH OFF) | 239 | 188
KCSD161E | KAYCEE | SELECTOR SWITCH (DC) | 16A 1P(4 WAY NO OFF) | 246 | 193
KCSD162A | KAYCEE | SELECTOR SWITCH (DC) | 16A 2P(ON/OFF) | 217 | 170
KCSD162B | KAYCEE | SELECTOR SWITCH (DC) | 16A 2P(2 WAY NO OFF) | 264 | 207
KCSD162C | KAYCEE | SELECTOR SWITCH (DC) | 16A 2P(2 WAY WITH OFF) | 264 | 207
KCSD162D | KAYCEE | SELECTOR SWITCH (DC) | 16A 2P(3 WAY WITH OFF) | 325 | 255
KCSD162E | KAYCEE | SELECTOR SWITCH (DC) | 16A 2P(4 WAY NO OFF) | 331 | 260
KCSD163A | KAYCEE | SELECTOR SWITCH (DC) | 16A 3P(ON/OFF) | 261 | 205
KCSD163B | KAYCEE | SELECTOR SWITCH (DC) | 16A 3P(2 WAY NO OFF) | 376 | 295
KCSD163C | KAYCEE | SELECTOR SWITCH (DC) | 16A 3P(2 WAY WITH OFF) | 391 | 307
KCSD163D | KAYCEE | SELECTOR SWITCH (DC) | 16A 3P(3 WAY WITH OFF) | 504 | 395
KCSD163E | KAYCEE | SELECTOR SWITCH (DC) | 16A 3P(4 WAY NO OFF) | 548 | 430
KCSD164A | KAYCEE | SELECTOR SWITCH (DC) | 16A 4P(ON/OFF) | 316 | 248
KCSD164B | KAYCEE | SELECTOR SWITCH (DC) | 16A 4P(2 WAY NO OFF) | 470 | 369
KCSD164C | KAYCEE | SELECTOR SWITCH (DC) | 16A 4P(2 WAY WITH OFF) | 452 | 355
KCSD164D | KAYCEE | SELECTOR SWITCH (DC) | 16A 4P(3 WAY WITH OFF) | 563 | 442
KCSD164E | KAYCEE | SELECTOR SWITCH (DC) | 16A 4 POLE(4 WAY NO OFF) | 630 | 494
KCSD211A | KAYCEE | SELECTOR SWITCH (DC) | 200A ROT 1P(ON/OFF) | 2472 | 1939
KCSD211B | KAYCEE | SELECTOR SWITCH (DC) | 200A ROT 1P(2 WAY NO OFF) | 3562 | 2794
KCSD211C | KAYCEE | SELECTOR SWITCH (DC) | 200A ROT 1P(2 WAY WITH OFF) | 3693 | 2897
KCSD211D | KAYCEE | SELECTOR SWITCH (DC) | 200A ROT 1P(3 WAY WITH OFF) | 3747 | 2940
KCSD211E | KAYCEE | SELECTOR SWITCH (DC) | 200A ROT 1P(4 WAY NO OFF) | 3970 | 3114
KCSD212A | KAYCEE | SELECTOR SWITCH (DC) | 200A ROT 2P(ON/OFF) | 3286 | 2578
KCSD212B | KAYCEE | SELECTOR SWITCH (DC) | 200A ROT 2P(2 WAY NO OFF) | 5566 | 4367
KCSD212C | KAYCEE | SELECTOR SWITCH (DC) | 200A ROT 2P(2 WAY WITH OFF) | 5660 | 4440
KCSD212D | KAYCEE | SELECTOR SWITCH (DC) | 200A ROT 2P(3 WAY WITH OFF) | 5859 | 4596
KCSD212E | KAYCEE | SELECTOR SWITCH (DC) | 200A ROT 2P(4 WAY NO OFF) | 6181 | 4849
KCSD213A | KAYCEE | SELECTOR SWITCH (DC) | 200A ROT 3P(ON/OFF) | 4143 | 3250
KCSD213B | KAYCEE | SELECTOR SWITCH (DC) | 200A ROT 3P(2 WAY NO OFF) | 7477 | 5866
KCSD213C | KAYCEE | SELECTOR SWITCH (DC) | 200A ROT 3P(2 WAY WITH OFF) | 7559 | 5930
KCSD213D | KAYCEE | SELECTOR SWITCH (DC) | 200A ROT 3P(3 WAY WITH OFF) | 7847 | 6156
KCSD213E | KAYCEE | SELECTOR SWITCH (DC) | 200A ROT 3P(4 WAY NO OFF) | 8637 | 6776
KCSD214A | KAYCEE | SELECTOR SWITCH (DC) | 200A ROT 4P(ON/OFF) | 4986 | 3912
KCSD214B | KAYCEE | SELECTOR SWITCH (DC) | 200A ROT 4P(2 WAY NO OFF) | 8925 | 7002
KCSD214C | KAYCEE | SELECTOR SWITCH (DC) | 200A ROT 4P(2 WAY WITH OFF) | 9408 | 7381
KCSD214D | KAYCEE | SELECTOR SWITCH (DC) | 200A ROT 4P(3 WAY WITH OFF) | 9912 | 7776
KCSD214E | KAYCEE | SELECTOR SWITCH (DC) | 200A ROT 4P(4 WAY NO OFF) | 11013 | 8640
KCSD2511 | KAYCEE | SELECTOR SWITCH (DC) | 25A 1P(ON/OFF) | 177 | 139
KCSD2512 | KAYCEE | SELECTOR SWITCH (DC) | 25A 1P(2 WAY NO OFF) | 220 | 173
KCSD2513 | KAYCEE | SELECTOR SWITCH (DC) | 25A 1P(2 WAY WITH OFF) | 220 | 173
KCSD2514 | KAYCEE | SELECTOR SWITCH (DC) | 25A 1P(3 WAY NO OFF) | 266 | 209
KCSD2515 | KAYCEE | SELECTOR SWITCH (DC) | 25A 1P(3 WAY WITH OFF) | 278 | 218
KCSD2516 | KAYCEE | SELECTOR SWITCH (DC) | 25A 1 POLE(4 WAY NO OFF) | 306 | 240
KCSD251A | KAYCEE | SELECTOR SWITCH (DC) | 25A 1P(ON/OFF) | 238 | 187
KCSD251B | KAYCEE | SELECTOR SWITCH (DC) | 25A 1P(2 WAY NO OFF) | 253 | 198
KCSD251C | KAYCEE | SELECTOR SWITCH (DC) | 25A 1P(2 WAY WITH OFF) | 264 | 207
KCSD251D | KAYCEE | SELECTOR SWITCH (DC) | 25A 1P(3 WAY WITH OFF) | 290 | 228
KCSD251E | KAYCEE | SELECTOR SWITCH (DC) | 25A 1P(4 WAY NO OFF) | 305 | 239
KCSD2521 | KAYCEE | SELECTOR SWITCH (DC) | 25A 2P(ON/OFF) | 204 | 160
KCSD2522 | KAYCEE | SELECTOR SWITCH (DC) | 25A 2P(2 WAY NO OFF) | 325 | 255
KCSD2523 | KAYCEE | SELECTOR SWITCH (DC) | 25A 2P(2 WAY WITH OFF) | 325 | 255
KCSD2524 | KAYCEE | SELECTOR SWITCH (DC) | 25A 2P(3 WAY NO OFF) | 410 | 322
KCSD2525 | KAYCEE | SELECTOR SWITCH (DC) | 25A 2P(3 WAY WITH OFF) | 422 | 331
KCSD2526 | KAYCEE | SELECTOR SWITCH (DC) | 25A 2P(4 WAY NO OFF) | 523 | 410
KCSD252A | KAYCEE | SELECTOR SWITCH (DC) | 25A 2P(ON/OFF) | 289 | 227
KCSD252B | KAYCEE | SELECTOR SWITCH (DC) | 25A 2P(2 WAY NO OFF) | 329 | 258
KCSD252C | KAYCEE | SELECTOR SWITCH (DC) | 25A 2P(2 WAY WITH OFF) | 409 | 321
KCSD252D | KAYCEE | SELECTOR SWITCH (DC) | 25A 2P(3 WAY WITH OFF) | 409 | 321
KCSD252E | KAYCEE | SELECTOR SWITCH (DC) | 25A 2P(4 WAY NO OFF) | 452 | 355
KCSD2531 | KAYCEE | SELECTOR SWITCH (DC) | 25A 3P(ON/OFF) | 262 | 206
KCSD2532 | KAYCEE | SELECTOR SWITCH (DC) | 25A 3P(2 WAY NO OFF) | 510 | 400
KCSD2533 | KAYCEE | SELECTOR SWITCH (DC) | 25A 3P(2 WAY WITH OFF) | 510 | 400
KCSD2534 | KAYCEE | SELECTOR SWITCH (DC) | 25A 3P(3 WAY NO OFF) | 554 | 435
KCSD2535 | KAYCEE | SELECTOR SWITCH (DC) | 25A 3P(3 WAY WITH OFF) | 554 | 435
KCSD2536 | KAYCEE | SELECTOR SWITCH (DC) | 25A 3P(4 WAY NO OFF) | 721 | 566
KCSD253A | KAYCEE | SELECTOR SWITCH (DC) | 25A 3P(ON/OFF) | 383 | 300
KCSD253B | KAYCEE | SELECTOR SWITCH (DC) | 25A 3P(2 WAY NO OFF) | 444 | 348
KCSD253C | KAYCEE | SELECTOR SWITCH (DC) | 25A 3P(2 WAY WITH OFF) | 573 | 450
KCSD253D | KAYCEE | SELECTOR SWITCH (DC) | 25A 3P(3 WAY WITH OFF) | 650 | 510
KCSD253E | KAYCEE | SELECTOR SWITCH (DC) | 25A 3P(4 WAY NO OFF) | 725 | 569
KCSD2541 | KAYCEE | SELECTOR SWITCH (DC) | 25A 4P(ON/OFF) | 325 | 255
KCSD2542 | KAYCEE | SELECTOR SWITCH (DC) | 25A 4P(2 WAY NO OFF) | 622 | 488
KCSD2543 | KAYCEE | SELECTOR SWITCH (DC) | 25A 4P(2 WAY WITH OFF) | 622 | 488
KCSD2544 | KAYCEE | SELECTOR SWITCH (DC) | 25A 4P(3 WAY NO OFF) | 721 | 566
KCSD2545 | KAYCEE | SELECTOR SWITCH (DC) | 25A 4P(3 WAY WITH OFF) | 721 | 566
KCSD2546 | KAYCEE | SELECTOR SWITCH (DC) | 25A 4P(4 WAY NO OFF) | 919 | 721
KCSD254A | KAYCEE | SELECTOR SWITCH (DC) | 25A 4P(ON/OFF) | 444 | 348
KCSD254B | KAYCEE | SELECTOR SWITCH (DC) | 25A 4P(2 WAY NO OFF) | 504 | 395
KCSD311A | KAYCEE | SELECTOR SWITCH (DC) | 300A ROT 1P(ON/OFF) | 2868 | 2250
KCSD311B | KAYCEE | SELECTOR SWITCH (DC) | 300A ROT 1P(2 WAY NO OFF) | 3656 | 2868
KCSD311C | KAYCEE | SELECTOR SWITCH (DC) | 300A ROT 1P(2 WAY WITH OFF) | 3830 | 3005
KCSD311D | KAYCEE | SELECTOR SWITCH (DC) | 300A ROT 1P(3 WAY WITH OFF) | 4049 | 3176
KCSD311E | KAYCEE | SELECTOR SWITCH (DC) | 300A ROT 1P(4 WAY NO OFF) | 4407 | 3457
KCSD312A | KAYCEE | SELECTOR SWITCH (DC) | 300A ROT 2P(ON/OFF) | 3747 | 2940
KCSD312B | KAYCEE | SELECTOR SWITCH (DC) | 300A ROT 2P(2 WAY NO OFF) | 6052 | 4748
KCSD312C | KAYCEE | SELECTOR SWITCH (DC) | 300A ROT 2P(2 WAY WITH OFF) | 6262 | 4913
KCSD312D | KAYCEE | SELECTOR SWITCH (DC) | 300A ROT 2P(3 WAY WITH OFF) | 6458 | 5066
KCSD312E | KAYCEE | SELECTOR SWITCH (DC) | 300A ROT 2P(4 WAY NO OFF) | 6852 | 5375
KCSD313A | KAYCEE | SELECTOR SWITCH (DC) | 300A ROT 3P(ON/OFF) | 5067 | 3975
KCSD313B | KAYCEE | SELECTOR SWITCH (DC) | 300A ROT 3P(2 WAY NO OFF) | 8462 | 6638
KCSD313C | KAYCEE | SELECTOR SWITCH (DC) | 300A ROT 3P(2 WAY WITH OFF) | 8868 | 6957
KCSD313D | KAYCEE | SELECTOR SWITCH (DC) | 300A ROT 3P(3 WAY WITH OFF) | 9254 | 7260
KCSD313E | KAYCEE | SELECTOR SWITCH (DC) | 300A ROT 3P(4 WAY NO OFF) | 9656 | 7575
KCSD314A | KAYCEE | SELECTOR SWITCH (DC) | 300A ROT 4P(ON/OFF) | 6159 | 4832
KCSD314B | KAYCEE | SELECTOR SWITCH (DC) | 300A ROT 4P(2 WAY NO OFF) | 10864 | 8523
KCSD314C | KAYCEE | SELECTOR SWITCH (DC) | 300A ROT 4P(2 WAY WITH OFF) | 11372 | 8921
KCSD314D | KAYCEE | SELECTOR SWITCH (DC) | 300A ROT 4P(3 WAY WITH OFF) | 11870 | 9312
KCSD314E | KAYCEE | SELECTOR SWITCH (DC) | 300A ROT 4P(4 WAY NO OFF) | 12266 | 9623
KCSD401A | KAYCEE | SELECTOR SWITCH (DC) | 40A 1P(ON/OFF) | 370 | 290
KCSD401B | KAYCEE | SELECTOR SWITCH (DC) | 40A 1P(2 WAY NO OFF) | 440 | 345
KCSD401C | KAYCEE | SELECTOR SWITCH (DC) | 40A 1P(2 WAY WITH OFF) | 427 | 335
KCSD401D | KAYCEE | SELECTOR SWITCH (DC) | 40A 1P(3 WAY WITH OFF) | 439 | 344
KCSD401E | KAYCEE | SELECTOR SWITCH (DC) | 40A 1P(4 WAY NO OFF) | 446 | 350
KCSD402A | KAYCEE | SELECTOR SWITCH (DC) | 40A 2P(ON/OFF) | 430 | 337
KCSD402B | KAYCEE | SELECTOR SWITCH (DC) | 40A 2P(2 WAY NO OFF) | 570 | 447
KCSD402C | KAYCEE | SELECTOR SWITCH (DC) | 40A 2P(2 WAY WITH OFF) | 548 | 430
KCSD402D | KAYCEE | SELECTOR SWITCH (DC) | 40A 2P(3 WAY WITH OFF) | 582 | 457
KCSD402E | KAYCEE | SELECTOR SWITCH (DC) | 40A 2P(4 WAY NO OFF) | 597 | 468
KCSD403A | KAYCEE | SELECTOR SWITCH (DC) | 40A 3P(ON/OFF) | 491 | 385
KCSD403B | KAYCEE | SELECTOR SWITCH (DC) | 40A 3P(2 WAY NO OFF) | 672 | 527
KCSD403C | KAYCEE | SELECTOR SWITCH (DC) | 40A 3P(2 WAY WITH OFF) | 667 | 523
KCSD403D | KAYCEE | SELECTOR SWITCH (DC) | 40A 3P(3 WAY WITH OFF) | 845 | 663
KCSD403E | KAYCEE | SELECTOR SWITCH (DC) | 40A 3P(4 WAY NO OFF) | 890 | 698
KCSD404A | KAYCEE | SELECTOR SWITCH (DC) | 40A 4P(ON/OFF) | 548 | 430
KCSD404B | KAYCEE | SELECTOR SWITCH (DC) | 40A 4P(2 WAY NO OFF) | 788 | 618
KCSD404C | KAYCEE | SELECTOR SWITCH (DC) | 40A 4P(2 WAY WITH OFF) | 784 | 615
KCSD404D | KAYCEE | SELECTOR SWITCH (DC) | 40A 4P(3 WAY WITH OFF) | 997 | 782
KCSD404E | KAYCEE | SELECTOR SWITCH (DC) | 40A 4P(4 WAY NO OFF) | 1040 | 816
KCSD411A | KAYCEE | SELECTOR SWITCH (DC) | 400A ROT 1P(ON/OFF) | 3747 | 2940
KCSD411B | KAYCEE | SELECTOR SWITCH (DC) | 400A ROT 1P(2 WAY NO OFF) | 6541 | 5131
KCSD411C | KAYCEE | SELECTOR SWITCH (DC) | 400A ROT 1P(2 WAY WITH OFF) | 6508 | 5106
KCSD411D | KAYCEE | SELECTOR SWITCH (DC) | 400A ROT 1P(3 WAY WITH OFF) | 7168 | 5623
KCSD411E | KAYCEE | SELECTOR SWITCH (DC) | 400A ROT 1P(4 WAY NO OFF) | 7989 | 6267
KCSD412A | KAYCEE | SELECTOR SWITCH (DC) | 400A ROT 2P(ON/OFF) | 5859 | 4596
KCSD412B | KAYCEE | SELECTOR SWITCH (DC) | 400A ROT 2P(2 WAY NO OFF) | 10458 | 8204
KCSD412C | KAYCEE | SELECTOR SWITCH (DC) | 400A ROT 2P(2 WAY WITH OFF) | 10651 | 8356
KCSD412D | KAYCEE | SELECTOR SWITCH (DC) | 400A ROT 2P(3 WAY WITH OFF) | 11569 | 9076
KCSD412E | KAYCEE | SELECTOR SWITCH (DC) | 400A ROT 2P(4 WAY NO OFF) | 12462 | 9776
KCSD413A | KAYCEE | SELECTOR SWITCH (DC) | 400A ROT 3P(ON/OFF) | 8056 | 6320
KCSD413B | KAYCEE | SELECTOR SWITCH (DC) | 400A ROT 3P(2 WAY NO OFF) | 14742 | 11565
KCSD413C | KAYCEE | SELECTOR SWITCH (DC) | 400A ROT 3P(2 WAY WITH OFF) | 14952 | 11730
KCSD413D | KAYCEE | SELECTOR SWITCH (DC) | 400A ROT 3P(3 WAY WITH OFF) | 16052 | 12593
KCSD413E | KAYCEE | SELECTOR SWITCH (DC) | 400A ROT 3P(4 WAY NO OFF) | 17246 | 13529
KCSD414A | KAYCEE | SELECTOR SWITCH (DC) | 400A ROT 4P(ON/OFF) | 10212 | 8011
KCSD414C | KAYCEE | SELECTOR SWITCH (DC) | 400A ROT 4P(2 WAY WITH OFF) | 15473 | 12139
KCSD511A | KAYCEE | SELECTOR SWITCH (DC) | 500A ROT 1P(ON/OFF) | 4061 | 3186
KCSD511B | KAYCEE | SELECTOR SWITCH (DC) | 500A ROT 1P(2 WAY NO OFF) | 7863 | 6169
KCSD511C | KAYCEE | SELECTOR SWITCH (DC) | 500A ROT 1P(2 WAY WITH OFF) | 8070 | 6331
KCSD511D | KAYCEE | SELECTOR SWITCH (DC) | 500A ROT 1P(3 WAY WITH OFF) | 8648 | 6784
KCSD511E | KAYCEE | SELECTOR SWITCH (DC) | 500A ROT 1P(4 WAY NO OFF) | 9658 | 7577
KCSD512A | KAYCEE | SELECTOR SWITCH (DC) | 500A ROT 2P(ON/OFF) | 6865 | 5386
KCSD512B | KAYCEE | SELECTOR SWITCH (DC) | 500A ROT 2P(2 WAY NO OFF) | 11649 | 9139
KCSD512C | KAYCEE | SELECTOR SWITCH (DC) | 500A ROT 2P(2 WAY WITH OFF) | 11855 | 9300
KCSD512D | KAYCEE | SELECTOR SWITCH (DC) | 500A ROT 2P(3 WAY WITH OFF) | 12450 | 9767
KCSD512E | KAYCEE | SELECTOR SWITCH (DC) | 500A ROT 2P(4 WAY NO OFF) | 13653 | 10711
KCSD513A | KAYCEE | SELECTOR SWITCH (DC) | 500A ROT 3P(ON/OFF) | 9868 | 7741
KCSD513B | KAYCEE | SELECTOR SWITCH (DC) | 500A ROT 3P(2 WAY NO OFF) | 15995 | 12548
KCSD513C | KAYCEE | SELECTOR SWITCH (DC) | 500A ROT 3P(2 WAY WITH OFF) | 15995 | 12548
KCSD513D | KAYCEE | SELECTOR SWITCH (DC) | 500A ROT 3P(3 WAY WITH OFF) | 17791 | 13957
KCSD513E | KAYCEE | SELECTOR SWITCH (DC) | 500A ROT 3P(4 WAY NO OFF) | 19588 | 15367
KCSD514A | KAYCEE | SELECTOR SWITCH (DC) | 500A ROT 4P(ON/OFF) | 12762 | 10012
KCSD514C | KAYCEE | SELECTOR SWITCH (DC) | 500A ROT 4P(2 WAY WITH OFF) | 16578 | 13005
KCSD601A | KAYCEE | SELECTOR SWITCH (DC) | 60A 1P(ON/OFF) | 424 | 333
KCSD601B | KAYCEE | SELECTOR SWITCH (DC) | 60A 1P(2 WAY NO OFF) | 455 | 357
KCSD601C | KAYCEE | SELECTOR SWITCH (DC) | 60A 1P(2 WAY WITH OFF) | 548 | 430
KCSD601D | KAYCEE | SELECTOR SWITCH (DC) | 60A 1P(3 WAY WITH OFF) | 563 | 442
KCSD601E | KAYCEE | SELECTOR SWITCH (DC) | 60A 1P(4 WAY NO OFF) | 573 | 450
KCSD602A | KAYCEE | SELECTOR SWITCH (DC) | 60A 2P(ON/OFF) | 548 | 430
KCSD602B | KAYCEE | SELECTOR SWITCH (DC) | 60A 2P(2 WAY NO OFF) | 605 | 475
KCSD602C | KAYCEE | SELECTOR SWITCH (DC) | 60A 2P(2 WAY WITH OFF) | 778 | 610
KCSD602D | KAYCEE | SELECTOR SWITCH (DC) | 60A 2P(3 WAY WITH OFF) | 811 | 636
KCSD602E | KAYCEE | SELECTOR SWITCH (DC) | 60A 2P(4 WAY NO OFF) | 838 | 657
KCSD603A | KAYCEE | SELECTOR SWITCH (DC) | 60A 3P(ON/OFF) | 664 | 521
KCSD603B | KAYCEE | SELECTOR SWITCH (DC) | 60A 3P(2 WAY NO OFF) | 747 | 586
KCSD603C | KAYCEE | SELECTOR SWITCH (DC) | 60A 3P(2 WAY WITH OFF) | 1012 | 794
KCSD603D | KAYCEE | SELECTOR SWITCH (DC) | 60A 3P(3 WAY WITH OFF) | 1177 | 923
KCSD603E | KAYCEE | SELECTOR SWITCH (DC) | 60A 3P(4 WAY NO OFF) | 1231 | 966
KCSD604A | KAYCEE | SELECTOR SWITCH (DC) | 60A 4P(ON/OFF) | 778 | 610
KCSD604B | KAYCEE | SELECTOR SWITCH (DC) | 60A 4P(2 WAY NO OFF) | 895 | 702
KCSD611A | KAYCEE | SELECTOR SWITCH (DC) | 600A ROT 1P(ON/OFF) | 5566 | 4367
KCSD611B | KAYCEE | SELECTOR SWITCH (DC) | 600A ROT 1P(2 WAY NO OFF) | 9760 | 7657
KCSD611C | KAYCEE | SELECTOR SWITCH (DC) | 600A ROT 1P(2 WAY WITH OFF) | 10087 | 7913
KCSD611D | KAYCEE | SELECTOR SWITCH (DC) | 600A ROT 1P(3 WAY WITH OFF) | 10179 | 7985
KCSD611E | KAYCEE | SELECTOR SWITCH (DC) | 600A ROT 1P(4 WAY NO OFF) | 10332 | 8105
KCSD612A | KAYCEE | SELECTOR SWITCH (DC) | 600A ROT 2P(ON/OFF) | 8470 | 6645
KCSD612B | KAYCEE | SELECTOR SWITCH (DC) | 600A ROT 2P(2 WAY NO OFF) | 16876 | 13239
KCSD612C | KAYCEE | SELECTOR SWITCH (DC) | 600A ROT 2P(2 WAY WITH OFF) | 18084 | 14187
KCSD612D | KAYCEE | SELECTOR SWITCH (DC) | 600A ROT 2P(3 WAY WITH OFF) | 18415 | 14447
KCSD612E | KAYCEE | SELECTOR SWITCH (DC) | 600A ROT 2P(4 WAY NO OFF) | 18660 | 14639
KCSD613A | KAYCEE | SELECTOR SWITCH (DC) | 600A ROT 3P(ON/OFF) | 12425 | 9747
KCSD613B | KAYCEE | SELECTOR SWITCH (DC) | 600A ROT 3P(2 WAY NO OFF) | 25614 | 20094
KCSD613C | KAYCEE | SELECTOR SWITCH (DC) | 600A ROT 3P(2 WAY WITH OFF) | 26423 | 20729
KCSD613D | KAYCEE | SELECTOR SWITCH (DC) | 600A ROT 3P(3 WAY WITH OFF) | 26828 | 21047
KCSD613E | KAYCEE | SELECTOR SWITCH (DC) | 600A ROT 3P(4 WAY NO OFF) | 27500 | 21574
KCSD614A | KAYCEE | SELECTOR SWITCH (DC) | 600A ROT 4P(ON/OFF) | 15854 | 12437
KCSD614C | KAYCEE | SELECTOR SWITCH (DC) | 600A ROT 4P(2 WAY WITH OFF) | 24547 | 19257
KCSXBP60 | KAYCEE | S/SW ACCESSORIES | BLOCKED POSITION | 23 | 18
KCSXBP61 | KAYCEE | S/SW ACCESSORIES | BLOCKED POSITION | 97 | 76
KCSXCD | KAYCEE | S/SW ACCESSORIES | CUBICLE DOOR INTERLOCK(CAM) | 117 | 92
KCSXCD60 | KAYCEE | S/SW ACCESSORIES | CUBICLE DOOR INTERLOCK | 117.1 | 92
KCSXCD61 | KAYCEE | S/SW ACCESSORIES | CUBICLE DOOR INTERLOCK | 220 | 173
KCSXIL | KAYCEE | S/SW ACCESSORIES | INDICATING PLATE(CAM) | 13 | 10
KCSXIL60 | KAYCEE | S/SW ACCESSORIES | INDICATING PLATE | 21 | 16
KCSXIL61 | KAYCEE | S/SW ACCESSORIES | INDICATING PLATE | 53 | 42
KCSXKH | KAYCEE | S/SW ACCESSORIES | KNOB HANDLE(CAM) | 12 | 9
KCSXKL | KAYCEE | S/SW ACCESSORIES | KEY LOCKABLE(CAM) | 232 | 182
KCSXKL60 | KAYCEE | S/SW ACCESSORIES | KEY LOCKABLE | 232 | 182
KCSXKL61 | KAYCEE | S/SW ACCESSORIES | KEY LOCKABLE | 375 | 294
KCSXKN60 | KAYCEE | S/SW ACCESSORIES | KNOB | 18 | 14
KCSXKN61 | KAYCEE | S/SW ACCESSORIES | KNOB | 48 | 38
KCTO01 | KAYCEE | TOGGLE SWITCH | 1 POLE | 42 | 33
KCTO02 | KAYCEE | TOGGLE SWITCH | 2 POLE | 64 | 50
KCTT03 | KAYCEE | TIME TOTALISER | OBSELETE | 1200 | 941
KCTT04 | KAYCEE | TIME TOTALISER | MTT5/HZ PANEL MOUNTED 220VAC-48X48X40MM | 550 | 431
KCVS1201 | KAYCEE | VSS | 12A 4 POSITION | 110 | 86
KCVS1202 | KAYCEE | VSS | 12A 8 POSITION | 201 | 158
LSTF1101 | LOGICSTAT | CONTROL T/F | 100VA CLASS E | 260 | 260
LSTF1102 | LOGICSTAT | CONTROL T/F | 100VA CLASS B | 340 | 340
LSTF1103 | LOGICSTAT | CONTROL T/F | 100VA CAST RESIN | 445 | 445
LSTF1201 | LOGICSTAT | CONTROL T/F | 1000VA CLASS E | 2350 | 2350
LSTF1202 | LOGICSTAT | CONTROL T/F | 1000VA CLASS B | 3055 | 3055
LSTF1203 | LOGICSTAT | CONTROL T/F | 1000VA CAST RESIN | 3970 | 3970
LSTF1301 | LOGICSTAT | CONTROL T/F | 10000VA CLASS E | 13000 | 13000
LSTF1302 | LOGICSTAT | CONTROL T/F | 10000VA CLASS B | 16900 | 16900
LSTF1303 | LOGICSTAT | CONTROL T/F | 10000VA CAST RESIN | 21970 | 21969
LSTF1401 | LOGICSTAT | CONTROL T/F | 1250VA CLASS E | 2450 | 2450
LSTF1402 | LOGICSTAT | CONTROL T/F | 1250VA CLASS B | 3185 | 3185
LSTF1403 | LOGICSTAT | CONTROL T/F | 1250VA CAST RESIN | 4140 | 4140
LSTF1601 | LOGICSTAT | CONTROL T/F | 150VA CLASS E | 450 | 450
LSTF1602 | LOGICSTAT | CONTROL T/F | 150VA CLASS B | 585 | 585
LSTF1603 | LOGICSTAT | CONTROL T/F | 150VA CAST RESIN | 760 | 760
LSTF1701 | LOGICSTAT | CONTROL T/F | 1500VA CLASS E | 3050 | 3050
LSTF1702 | LOGICSTAT | CONTROL T/F | 1500VA CLASS B | 3965 | 3965
LSTF1703 | LOGICSTAT | CONTROL T/F | 1500VA CAST RESIN | 5155 | 5155
LSTF2101 | LOGICSTAT | CONTROL T/F | 200VA CLASS E | 520 | 520
LSTF2102 | LOGICSTAT | CONTROL T/F | 200VA CLASS B | 675 | 675
LSTF2103 | LOGICSTAT | CONTROL T/F | 200VA CAST RESIN | 880 | 880
LSTF2201 | LOGICSTAT | CONTROL T/F | 2000VA CLASS E | 3400 | 3400
LSTF2202 | LOGICSTAT | CONTROL T/F | 2000VA CLASS B | 4420 | 4420
LSTF2203 | LOGICSTAT | CONTROL T/F | 2000VA CAST RESIN | 5745 | 5745
LSTF2701 | LOGICSTAT | CONTROL T/F | 2500VA CLASS E | 4030 | 4030
LSTF2702 | LOGICSTAT | CONTROL T/F | 2500VA CLASS B | 5240 | 5240
LSTF2703 | LOGICSTAT | CONTROL T/F | 2500VA CAST RESIN | 6815 | 6815
LSTF3101 | LOGICSTAT | CONTROL T/F | 300VA CLASS E | 675 | 675
LSTF3102 | LOGICSTAT | CONTROL T/F | 300VA CLASS B | 880 | 880
LSTF3103 | LOGICSTAT | CONTROL T/F | 300VA CAST RESIN | 1145 | 1145
LSTF3201 | LOGICSTAT | CONTROL T/F | 3000VA CLASS E | 4350 | 4350
LSTF3202 | LOGICSTAT | CONTROL T/F | 3000VA CLASS B | 5655 | 5655
LSTF3203 | LOGICSTAT | CONTROL T/F | 3000VA CAST RESIN | 7355 | 7355
LSTF3701 | LOGICSTAT | CONTROL T/F | 3500VA CLASS E | 5150 | 5150
LSTF3702 | LOGICSTAT | CONTROL T/F | 3500VA CLASS B | 6695 | 6695
LSTF3703 | LOGICSTAT | CONTROL T/F | 3500VA CAST RESIN | 8705 | 8705
LSTF4101 | LOGICSTAT | CONTROL T/F | 400VA CLASS E | 900 | 900
LSTF4102 | LOGICSTAT | CONTROL T/F | 400VA CLASS B | 1170 | 1170
LSTF4103 | LOGICSTAT | CONTROL T/F | 400VA CAST RESIN | 1520 | 1520
LSTF4201 | LOGICSTAT | CONTROL T/F | 4000VA CLASS E | 5800 | 5800
LSTF4202 | LOGICSTAT | CONTROL T/F | 4000VA CLASS B | 7540 | 7540
LSTF4203 | LOGICSTAT | CONTROL T/F | 4000VA CAST RESIN | 9805 | 9805
LSTF5001 | LOGICSTAT | CONTROL T/F | 50VA CLASS E | 180 | 180
LSTF5002 | LOGICSTAT | CONTROL T/F | 50VA CLASS B | 235 | 235
LSTF5003 | LOGICSTAT | CONTROL T/F | 50VA CAST RESIN | 305 | 305
LSTF5101 | LOGICSTAT | CONTROL T/F | 500VA CLASS E | 1000 | 1000
LSTF5102 | LOGICSTAT | CONTROL T/F | 500VA CLASS B | 1300 | 1300
LSTF5103 | LOGICSTAT | CONTROL T/F | 500VA CAST RESIN | 1690 | 1690
LSTF5201 | LOGICSTAT | CONTROL T/F | 5000VA CLASS E | 6800 | 6800
LSTF5202 | LOGICSTAT | CONTROL T/F | 5000VA CLASS B | 8840 | 8840
LSTF5203 | LOGICSTAT | CONTROL T/F | 5000VA CAST RESIN | 11490 | 11490
LSTF6101 | LOGICSTAT | CONTROL T/F | 600VA CLASS E | 1150 | 1150
LSTF6102 | LOGICSTAT | CONTROL T/F | 600VA CLASS B | 1495 | 1495
LSTF6103 | LOGICSTAT | CONTROL T/F | 600VA CAST RESIN | 1945 | 1945
LSTF6201 | LOGICSTAT | CONTROL T/F | 6000VA CLASS E | 8700 | 8700
LSTF6202 | LOGICSTAT | CONTROL T/F | 6000VA CLASS B | 11310 | 11310
LSTF6203 | LOGICSTAT | CONTROL T/F | 6000VA CAST RESIN | 14705 | 14705
LSTF7501 | LOGICSTAT | CONTROL T/F | 75VA CLASS E | 240 | 240
LSTF7502 | LOGICSTAT | CONTROL T/F | 75VA CLASS B | 315 | 315
LSTF7503 | LOGICSTAT | CONTROL T/F | 75VA CAST RESIN | 410 | 410
LSTF7601 | LOGICSTAT | CONTROL T/F | 750VA CLASS E | 1550 | 1550
LSTF7602 | LOGICSTAT | CONTROL T/F | 750VA CLASS B | 2015 | 2015
LSTF7603 | LOGICSTAT | CONTROL T/F | 750VA CAST RESIN | 2620 | 2620
LSTF7701 | LOGICSTAT | CONTROL T/F | 7500VA CLASS E | 11000 | 11000
LSTF7702 | LOGICSTAT | CONTROL T/F | 7500VA CLASS B | 14300 | 14300
LSTF7703 | LOGICSTAT | CONTROL T/F | 7500VA CAST RESIN | 18590 | 18590
LTSP | L&T | SPPR | TYPE ES100 | 1735 | 1346
LTTIELET | L&T | TIMER ELECTRONICS | 36-120SEC. ET-100 | 1340 | 1109
LTTISWQT | L&T | TIMER SWITCH | TSQ-100 | 1664 | 1377
LTTISWQW | L&T | TIMER SWITCH | TSQ-100 | 1710 | 1415
LTTISY11 | L&T | TIMER SYNCHRONOUS | UPTO 120SEC EM-1000 | 1485 | 1229
LTTISY12 | L&T | TIMER SYNCHRONOUS | UPTO 120MIN EM-1000 | 1607 | 1330
LTTISY13 | L&T | TIMER SYNCHRONOUS | UPTO 12 HRS EM-1000 | 1780 | 1473
LTTISY14 | L&T | TIMER SYNCHRONOUS | UPTO 120 HRS EM-1000 | 1902 | 1574
LTTISY15 | L&T | TIMER SYNCHRONOUS | UPTO 12 HRS EM-1000,MULTI RANGE | 2025 | 1676
LTTISY20 | L&T | TIMER SYNCHRONOUS | UPTO 120SEC. EM-2000 | 761 | 630
LTTM | L&T | THERMISTOR MOTOR PROTECTION RELAY | TYPE EP100 | 2200 | 1707
MDMC0101 | MDS | MCB | 1A SP 3KA LOADSTER | 252 | 158
MDMC0107 | MDS | MCB | 1A SP AC 9KA LOADKONTAKT | 170 | 106
MDMC0108 | MDS | MCB | 1A SPN AC 9KA LOADKONTAKT | 426 | 266
MDMC0109 | MDS | MCB | 1A DP AC 9KA LOADKONTAKT | 466 | 291
MDMC0110 | MDS | MCB | 1A TP AC 9KA LOADKONTAKT | 708 | 443
MDMC0111 | MDS | MCB | 1A TPN AC 9KA LOADKONTAKT | 896 | 560
MDMC0112 | MDS | MCB | 1A 4P AC 9KA LOADKONTAKT | 896 | 560
MDMC0113 | MDS | MCB | 1A SP DC 2.5KA LOADKONTAKT | 245 | 153
MDMC0114 | MDS | MCB | 1A DP DC 2.5KA LOADKONTAKT | 510 | 319
MDMC0201 | MDS | MCB | 2A SP 3KA LOADSTER | 252 | 158
MDMC0207 | MDS | MCB | 2A SP AC 9KA LOADKONTAKT | 170 | 106
MDMC0208 | MDS | MCB | 2A SPN AC 9KA LOADKONTAKT | 426 | 266
MDMC0209 | MDS | MCB | 2A DP AC 9KA LOADKONTAKT | 466 | 291
MDMC0210 | MDS | MCB | 2A TP AC 9KA LOADKONTAKT | 708 | 443
MDMC0211 | MDS | MCB | 2A TPN AC 9KA LOADKONTAKT | 896 | 560
MDMC0212 | MDS | MCB | 2A 4P AC 9KA LOADKONTAKT | 896 | 560
MDMC0213 | MDS | MCB | 2A SP DC 2.5KA LOADKONTAKT | 245 | 153
MDMC0214 | MDS | MCB | 2A DP DC 2.5KA LOADKONTAKT | 510 | 319
MDMC0307 | MDS | MCB | 3A SP AC 9KA LOADKONTAKT | 170 | 106
MDMC0308 | MDS | MCB | 3A SPN AC 9KA LOADKONTAKT | 426 | 266
MDMC0309 | MDS | MCB | 3A DP AC 9KA LOADKONTAKT | 466 | 291
MDMC0310 | MDS | MCB | 3A TP AC 9KA LOADKONTAKT | 708 | 443
MDMC0311 | MDS | MCB | 3A TPN AC 9KA LOADKONTAKT | 896 | 560
MDMC0312 | MDS | MCB | 3A 4P AC 9KA LOADKONTAKT | 896 | 560
MDMC0313 | MDS | MCB | 3A SP DC 2.5KA LOADKONTAKT | 245 | 153
MDMC0314 | MDS | MCB | 3A DP DC 2.5KA LOADKONTAKT | 510 | 319
MDMC0407 | MDS | MCB | 4A SP AC 9KA LOADKONTAKT | 170 | 106
MDMC0408 | MDS | MCB | 4A SPN AC 9KA LOADKONTAKT | 426 | 266
MDMC0409 | MDS | MCB | 4A DP AC 9KA LOADKONTAKT | 466 | 291
MDMC0410 | MDS | MCB | 4A TP AC 9KA LOADKONTAKT | 708 | 443
MDMC0411 | MDS | MCB | 4A TPN AC 9KA LOADKONTAKT | 896 | 560
MDMC0412 | MDS | MCB | 4A 4P AC 9KA LOADKONTAKT | 896 | 560
MDMC0413 | MDS | MCB | 4A SP DC 2.5KA LOADKONTAKT | 245 | 153
MDMC0414 | MDS | MCB | 4A DP DC 2.5KA LOADKONTAKT | 510 | 319
MDMC0501 | MDS | MCB | 5A SP - 3KA LOADSTER | 154 | 96
MDMC0502 | MDS | MCB | 5A SPN - 3KA LOADSTER | 388 | 243
MDMC0503 | MDS | MCB | 5A DP - 3KA LOADSTER | 388 | 243
MDMC0504 | MDS | MCB | 5A TP - 3KA LOADSTER | 630 | 394
MDMC0505 | MDS | MCB | 5A TPN - 3KA LOADSTER | 832 | 520
MDMC0506 | MDS | MCB | 5A 4P - 3KA LOADSTER | 832 | 520
MDMC0607 | MDS | MCB | 6A SP AC 9KA LOADKONTAKT | 124 | 78
MDMC0608 | MDS | MCB | 6A SPN AC 9KA LOADKONTAKT | 320 | 200
MDMC0609 | MDS | MCB | 6A DP AC 9KA LOADKONTAKT | 340 | 213
MDMC0610 | MDS | MCB | 6A TP AC 9KA LOADKONTAKT | 550 | 344
MDMC0611 | MDS | MCB | 6A TPN AC 9KA LOADKONTAKT | 728 | 455
MDMC0612 | MDS | MCB | 6A 4P AC 9KA LOADKONTAKT | 728 | 455
MDMC0613 | MDS | MCB | 6A SP DC 2.5KA LOADKONTAKT | 212 | 133
MDMC0614 | MDS | MCB | 6A DP DC 2.5KA LOADKONTAKT | 452 | 283
MDMC0801 | MDS | MCB | 7.5A SP - 3KA LOADSTER | 154 | 96
MDMC1001 | MDS | MCB | 10A SP - 3KA LOADSTER | 154 | 96
MDMC1002 | MDS | MCB | 10A SPN - 3KA LOADSTER | 388 | 243
MDMC1003 | MDS | MCB | 10A DP - 3KA LOADSTER | 388 | 243
MDMC1004 | MDS | MCB | 10A TP - 3KA LOADSTER | 630 | 394
MDMC1005 | MDS | MCB | 10A TPN - 3KA LOADSTER | 832 | 520
MDMC1006 | MDS | MCB | 10A 4P - 3KA LOADSTER | 832 | 520
MDMC1007 | MDS | MCB | 10A SP AC 9KA LOADKONTAKT | 124 | 78
MDMC1008 | MDS | MCB | 10A SPN AC 9KA LOADKONTAKT | 320 | 200
MDMC1009 | MDS | MCB | 10A DP AC 9KA LOADKONTAKT | 340 | 213
MDMC1010 | MDS | MCB | 10A TP AC 9KA LOADKONTAKT | 550 | 344
MDMC1011 | MDS | MCB | 10A TPN AC 9KA LOADKONTAKT | 728 | 455
MDMC1012 | MDS | MCB | 10A 4P AC 9KA LOADKONTAKT | 728 | 455
MDMC1013 | MDS | MCB | 10A SP DC 2.5KA LOADKONTAKT | 212 | 133
MDMC1014 | MDS | MCB | 10A DP DC 2.5KA LOADKONTAKT | 452 | 283
MDMC1301 | MDS | MCB | 12.5A SP - 3KA LOADSTER | 154 | 96
MDMC1501 | MDS | MCB | 15A SP - 3KA LOADSTER | 154 | 96
MDMC1502 | MDS | MCB | 15A SPN - 3KA LOADSTER | 388 | 243
MDMC1503 | MDS | MCB | 15A DP - 3KA LOADSTER | 388 | 243
MDMC1504 | MDS | MCB | 15A TP - 3KA LOADSTER | 630 | 394
MDMC1505 | MDS | MCB | 15A TPN - 3KA LOADSTER | 832 | 520
MDMC1506 | MDS | MCB | 15A 4P - 3KA LOADSTER | 832 | 520
MDMC1607 | MDS | MCB | 16A SP AC 9KA LOADKONTAKT | 124 | 78
MDMC1608 | MDS | MCB | 16A SPN AC 9KA LOADKONTAKT | 320 | 200
MDMC1609 | MDS | MCB | 16A DP AC 9KA LOADKONTAKT | 340 | 213
MDMC1610 | MDS | MCB | 16A TP AC 9KA LOADKONTAKT | 550 | 344
MDMC1611 | MDS | MCB | 16A TPN AC 9KA LOADKONTAKT | 728 | 455
MDMC1612 | MDS | MCB | 16A 4P AC 9KA LOADKONTAKT | 728 | 455
MDMC1613 | MDS | MCB | 16A SP DC 2.5KA LOADKONTAKT | 212 | 133
MDMC1614 | MDS | MCB | 16A DP DC 2.5KA LOADKONTAKT | 452 | 283
MDMC1P07 | MDS | MCB | 1.6A SP AC 9KA LOADKONTAKT | 170 | 106
MDMC1P08 | MDS | MCB | 1.6A SPN AC 9KA LOADKONTAKT | 426 | 266
MDMC1P09 | MDS | MCB | 1.6A DP AC 9KA LOADKONTAKT | 466 | 291
MDMC1P10 | MDS | MCB | 1.6A TP AC 9KA LOADKONTAKT | 708 | 443
MDMC1P11 | MDS | MCB | 1.6A TPN AC 9KA LOADKONTAKT | 896 | 560
MDMC1P12 | MDS | MCB | 1.6A 4P AC 9KA LOADKONTAKT | 896 | 560
MDMC1P13 | MDS | MCB | 1.6A SP DC 2.5KA LOADKONTAKT | 245 | 153
MDMC1P14 | MDS | MCB | 1.6A DP DC 2.5KA LOADKONTAKT | 510 | 319
MDMC2001 | MDS | MCB | 20A SP 3KA LOADSTER | 154 | 96
MDMC2002 | MDS | MCB | 20A SPN 3KA LOADSTER | 388 | 243
MDMC2003 | MDS | MCB | 20A DP 3KA LOADSTER | 388 | 243
MDMC2004 | MDS | MCB | 20A TP 3KA LOADSTER | 630 | 394
MDMC2005 | MDS | MCB | 20A TPN 3KA LOADSTER | 832 | 520
MDMC2006 | MDS | MCB | 20A 4P 3KA LOADSTER | 832 | 520
MDMC2007 | MDS | MCB | 20A SP AC 9KA LOADKONTAKT | 124 | 78
MDMC2008 | MDS | MCB | 20A SPN AC 9KA LOADKONTAKT | 320 | 200
MDMC2009 | MDS | MCB | 20A DP AC 9KA LOADKONTAKT | 340 | 213
MDMC2010 | MDS | MCB | 20A TP AC 9KA LOADKONTAKT | 550 | 344
MDMC2011 | MDS | MCB | 20A TPN AC 9KA LOADKONTAKT | 728 | 455
MDMC2012 | MDS | MCB | 20A 4P AC 9KA LOADKONTAKT | 728 | 455
MDMC2013 | MDS | MCB | 20A SP DC 2.5KA LOADKONTAKT | 212 | 133
MDMC2014 | MDS | MCB | 20A DP DC 2.5KA LOADKONTAKT | 452 | 283
MDMC2501 | MDS | MCB | 25A SP 3KA LOADSTER | 154 | 96
MDMC2502 | MDS | MCB | 25A SPN 3KA LOADSTER | 388 | 243
MDMC2503 | MDS | MCB | 25A DP 3KA LOADSTER | 388 | 243
MDMC2504 | MDS | MCB | 25A TP 3KA LOADSTER | 630 | 394
MDMC2505 | MDS | MCB | 25A TPN 3KA LOADSTER | 832 | 520
MDMC2506 | MDS | MCB | 25A 4P 3KA LOADSTER | 832 | 520
MDMC2507 | MDS | MCB | 25A SP AC 9KA LOADKONTAKT | 124 | 78
MDMC2508 | MDS | MCB | 25A SPN AC 9KA LOADKONTAKT | 320 | 200
MDMC2509 | MDS | MCB | 25A DP AC 9KA LOADKONTAKT | 340 | 213
MDMC2510 | MDS | MCB | 25A TP AC 9KA LOADKONTAKT | 550 | 344
MDMC2511 | MDS | MCB | 25A TPN AC 9KA LOADKONTAKT | 728 | 455
MDMC2512 | MDS | MCB | 25A 4P AC 9KA LOADKONTAKT | 728 | 455
MDMC2513 | MDS | MCB | 25A SP DC 9KA LOADKONTAKT | 212 | 133
MDMC2514 | MDS | MCB | 25A DP DC 9KA LOADKONTAKT | 452 | 283
MDMC2P01 | MDS | MCB | 2.5A SP 3KA LOADSTER | 252 | 158
MDMC3001 | MDS | MCB | 30A SP 3KA LOADSTER | 154 | 96
MDMC3002 | MDS | MCB | 30A SPN 3KA LOADSTER | 388 | 243
MDMC3003 | MDS | MCB | 30A DP 3KA LOADSTER | 388 | 243
MDMC3004 | MDS | MCB | 30A TP 3KA LOADSTER | 630 | 394
MDMC3005 | MDS | MCB | 30A TPN 3KA LOADSTER | 832 | 520
MDMC3006 | MDS | MCB | 30A 4P 3KA LOADSTER | 832 | 520
MDMC3207 | MDS | MCB | 32A SP AC 9KA LOADKONTAKT | 124 | 78
MDMC3208 | MDS | MCB | 32A SPN AC 9KA LOADKONTAKT | 320 | 200
MDMC3209 | MDS | MCB | 32A DP AC 9KA LOADKONTAKT | 340 | 213
MDMC3210 | MDS | MCB | 32A TP AC 9KA LOADKONTAKT | 550 | 344
MDMC3211 | MDS | MCB | 32A TPN AC 9KA LOADKONTAKT | 728 | 455
MDMC3212 | MDS | MCB | 32A 4P AC 9KA LOADKONTAKT | 728 | 455
MDMC3213 | MDS | MCB | 32A SP DC 9KA LOADKONTAKT | 212 | 133
MDMC3214 | MDS | MCB | 32A DP DC 9KA LOADKONTAKT | 452 | 283
MDMC3501 | MDS | MCB | 35A SP 3KA LOADSTER | 264 | 165
MDMC3502 | MDS | MCB | 35A SPN 3KA LOADSTER | 596 | 373
MDMC3503 | MDS | MCB | 35A DP 3KA LOADSTER | 596 | 373
MDMC3504 | MDS | MCB | 35A TP 3KA LOADSTER | 810 | 506
MDMC3505 | MDS | MCB | 35A TPN 3KA LOADSTER | 1124 | 703
MDMC3506 | MDS | MCB | 35A 4P 3KA LOADSTER | 1124 | 703
MDMC4001 | MDS | MCB | 40A SP 3KA LOADSTER | 264 | 165
MDMC4002 | MDS | MCB | 40A SPN 3KA LOADSTER | 596 | 373
MDMC4003 | MDS | MCB | 40A DP 3KA LOADSTER | 596 | 373
MDMC4004 | MDS | MCB | 40A TP 3KA LOADSTER | 810 | 506
MDMC4005 | MDS | MCB | 40A TPN 3KA LOADSTER | 1124 | 703
MDMC4006 | MDS | MCB | 40A 4P 3KA LOADSTER | 1124 | 703
MDMC4007 | MDS | MCB | 40A SP AC 9KA LOADKONTAKT | 234 | 146
MDMC4008 | MDS | MCB | 40A SPN AC 9KA LOADKONTAKT | 480 | 300
MDMC4009 | MDS | MCB | 40A DP AC 9KA LOADKONTAKT | 534 | 334
MDMC4010 | MDS | MCB | 40A TP AC 9KA LOADKONTAKT | 820 | 513
MDMC4011 | MDS | MCB | 40A TPN AC 9KA LOADKONTAKT | 1030 | 644
MDMC4012 | MDS | MCB | 40A 4P AC 9KA LOADKONTAKT | 1030 | 644
MDMC4013 | MDS | MCB | 40A SP DC 2.5KA LOADKONTAKT | 268 | 168
MDMC4014 | MDS | MCB | 40A DP DC 2.5KA LOADKONTAKT | 556 | 348
MDMC5001 | MDS | MCB | 50A SP 3KA LOADSTER | 276 | 173
MDMC5002 | MDS | MCB | 50A SPN 3KA LOADSTER | 620 | 388
MDMC5003 | MDS | MCB | 50A DP 3KA LOADSTER | 620 | 388
MDMC5004 | MDS | MCB | 50A TP 3KA LOADSTER | 844 | 528
MDMC5005 | MDS | MCB | 50A TPN 3KA LOADSTER | 1160 | 725
MDMC5006 | MDS | MCB | 50A 4P 3KA LOADSTER | 1160 | 725
MDMC5007 | MDS | MCB | 50A SP AC 9KA LOADKONTAKT | 238 | 149
MDMC5008 | MDS | MCB | 50A SPN AC 9KA LOADKONTAKT | 492 | 308
MDMC5009 | MDS | MCB | 50A DP AC 9KA LOADKONTAKT | 545 | 341
MDMC5010 | MDS | MCB | 50A TP AC 9KA LOADKONTAKT | 830 | 519
MDMC5011 | MDS | MCB | 50A TPN AC 9KA LOADKONTAKT | 1060 | 663
MDMC5012 | MDS | MCB | 50A 4P AC 9KA LOADKONTAKT | 1060 | 663
MDMC5013 | MDS | MCB | 50A SP DC 2.5KA LOADKONTAKT | 278 | 174
MDMC5014 | MDS | MCB | 50A DP DC 2.5KA LOADKONTAKT | 566 | 354
MDMC6001 | MDS | MCB | 60A SP 3KA LOADSTER | 276 | 173
MDMC6002 | MDS | MCB | 60A SPN 3KA LOADSTER | 620 | 388
MDMC6003 | MDS | MCB | 60A DP 3KA LOADSTER | 620 | 388
MDMC6004 | MDS | MCB | 60A TP 3KA LOADSTER | 844 | 528
MDMC6005 | MDS | MCB | 60A TPN 3KA LOADSTER | 1160 | 725
MDMC6006 | MDS | MCB | 60A 4P 3KA LOADSTER | 1160 | 725
MDMC6307 | MDS | MCB | 63A SP AC 9KA LOADKONTAKT | 238 | 149
MDMC6308 | MDS | MCB | 63A SPN AC 9KA LOADKONTAKT | 492 | 308
MDMC6309 | MDS | MCB | 63A DP AC 9KA LOADKONTAKT | 545 | 341
MDMC6310 | MDS | MCB | 63A TP AC 9KA LOADKONTAKT | 830 | 519
MDMC6311 | MDS | MCB | 63A TPN AC 9KA LOADKONTAKT | 1060 | 663
MDMC6312 | MDS | MCB | 63A 4P AC 9KA LOADKONTAKT | 1060 | 663
MDMC6313 | MDS | MCB | 63A SP DC 2.5KA LOADKONTAKT | 278 | 174
MDMC6314 | MDS | MCB | 63A DP DC 2.5KA LOADKONTAKT | 566 | 354
MDMC7001 | MDS | MCB | 70A SP 3KA LOADSTER | 300 | 188
MDMC7002 | MDS | MCB | 70A SPN 3KA LOADSTER | 600 | 375
MDMC7003 | MDS | MCB | 70A DP 3KA LOADSTER | 650 | 406
MDMC7004 | MDS | MCB | 70A TP 3KA LOADSTER | 905 | 566
MDMC7005 | MDS | MCB | 70A TPN 3KA LOADSTER | 1295 | 809
MDMC7006 | MDS | MCB | 70A 4P 3KA LOADSTER | 1295 | 809
MDMCP501 | MDS | MCB | 0.5A SP 3KA LOADSTER | 252 | 158
MDMCP507 | MDS | MCB | 0.5A SP AC 9KA LOADKONTAKT | 170 | 106
MDMCP508 | MDS | MCB | 0.5A SPN AC 9KA LOADKONTAKT | 426 | 266
MDMCP509 | MDS | MCB | 0.5A DP AC 9KA LOADKONTAKT | 466 | 291
MDMCP510 | MDS | MCB | 0.5A TP AC 9KA LOADKONTAKT | 708 | 443
MDMCP511 | MDS | MCB | 0.5A TPN AC 9KA LOADKONTAKT | 896 | 560
MDMCP512 | MDS | MCB | 0.5A 4P AC 9KA LOADKONTAKT | 896 | 560
MDMCP513 | MDS | MCB | 0.5A SP DC 2.5KA LOADKONTAKT | 245 | 153
MDMCP514 | MDS | MCB | 0.5A DP DC 2.5KA LOADKONTAKT | 485 | 303
MISP | MINILEC | SPPR |  | 1225 | 951
PCCA01 | POWERCAP | CAPACITOR | 1 KVAR | 265 | 265
PCCA02 | POWERCAP | CAPACITOR | 2 KVAR | 530 | 530
PCCA03 | POWERCAP | CAPACITOR | 3 KVAR | 795 | 795
PCCA04 | POWERCAP | CAPACITOR | 4 KVAR | 1060 | 1060
PCCA05 | POWERCAP | CAPACITOR | 5 KVAR | 1325 | 1325
PCCA07 | POWERCAP | CAPACITOR | 7.5KVAR | 1990 | 1990
PCCA10 | POWERCAP | CAPACITOR | 10 KVAR | 2650 | 2650
PCCA12 | POWERCAP | CAPACITOR | 12.5KVAR | 3315 | 3315
PCCA15 | POWERCAP | CAPACITOR | 15KVAR | 3975 | 3975
PCCA20 | POWERCAP | CAPACITOR | 20KVAR | 5300 | 5300
PCCA25 | POWERCAP | CAPACITOR | 25KVAR | 6625 | 6625
PRAN | PROCON | ANNUNCIATOR |  | 650 | 680
RCIL00SR | RAAS CONTROLS | INDICATING LAMP | SERIES RESISTOR TYPE | 97 | 59
RCPB1101 | RAAS CONTROLS | PUSH BUTTON | 1NO+1NC SHROUDED TYPE | 142 | 86
RCPB1102 | RAAS CONTROLS | PUSH BUTTON | 1NO+1NC MUSHROOM STAYPUT | 192 | 116
RCPB11I1 | RAAS CONTROLS | PUSH BUTTON | 1NO+1NC ILL. FLUSH W/O RESISTOR | 200 | 121
RCPB11I2 | RAAS CONTROLS | PUSH BUTTON | 1NO+1NC ILL. PROJ. W/O RESISTOR | 200 | 121
RCPB11I3 | RAAS CONTROLS | PUSH BUTTON | 1NO+1NC ILL. FLUSH WITH RESISTOR | 207 | 125
RCPB11I4 | RAAS CONTROLS | PUSH BUTTON | 1NO+1NC ILL. PROJ. WITH RESISTOR | 207 | 125
RCPB11I5 | RAAS CONTROLS | PUSH BUTTON | 1NO+1NC ILL.DOUBLE FLUSH WITH RESISTOR | 242 | 146
RCPB11I6 | RAAS CONTROLS | PUSH BUTTON | 1NO+1NC ILL.DOUBLE FLUSH W/O RESISTOR | 242 | 146
RCPB2201 | RAAS CONTROLS | PUSH BUTTON | 2NO+2NC SHROUDED TYPE | 232 | 140
RCPB2202 | RAAS CONTROLS | PUSH BUTTON | 2NO+2NC MUSHROOM STAYPUT | 282 | 170
RCPB22I1 | RAAS CONTROLS | PUSH BUTTON | 2NO+2NC ILL. FLUSH W/O RESISTOR | 290 | 175
RCPB22I2 | RAAS CONTROLS | PUSH BUTTON | 2NO+2NC ILL. PROJ. W/O RESISTOR | 290 | 175
RCPB22I3 | RAAS CONTROLS | PUSH BUTTON | 2NO+2NC ILL. FLUSH WITH RESISTOR | 297 | 179
RCPB22I4 | RAAS CONTROLS | PUSH BUTTON | 2NO+2NC ILL. PROJ. WITH RESISTOR | 297 | 179
RCPB22I5 | RAAS CONTROLS | PUSH BUTTON | 2NO+2NC ILL.DOUBLE FLUSH WITH RESISTOR | 332 | 200
RCPB22I6 | RAAS CONTROLS | PUSH BUTTON | 2NO+2NC ILL.DOUBLE FLUSH W/O RESISTOR | 332 | 200
RCRP | RAAS CONTROLS | RESET PUSH BUTTON |  | 142 | 86
RCRPSP | RAAS CONTROLS | SPPR RESET PUSH BUTTON |  | 142 | 86
REHO | REPUTED | HOOTER |  | 500 | 523
SDFR | SYSTEMS & DEVICES | FLASHER RELAY | 110 x 70 x 125 (PROJECTION) | 750 | 753
SECM1102 | SEG & CONTROLS | CT FOR METERING | 100A,TAPE CL.A | 300 | 180
SECM1103 | SEG & CONTROLS | CT FOR METERING | 100A,TAPE CL.E | 300 | 180
SECM1104 | SEG & CONTROLS | CT FOR METERING | 100A,CAST RESIN | 430 | 258
SECM1202 | SEG & CONTROLS | CT FOR METERING | 1000A,TAPE CL.A | 245 | 147
SECM1203 | SEG & CONTROLS | CT FOR METERING | 1000A,TAPE CL.E | 245 | 147
SECM1204 | SEG & CONTROLS | CT FOR METERING | 1000A,CAST RESIN | 440 | 264
SECM1402 | SEG & CONTROLS | CT FOR METERING | 1250A,TAPE CL.A | 255 | 153
SECM1403 | SEG & CONTROLS | CT FOR METERING | 1250A,TAPE CL.E | 255 | 153
SECM1404 | SEG & CONTROLS | CT FOR METERING | 1250A,CAST RESIN | 480 | 288
SECM1602 | SEG & CONTROLS | CT FOR METERING | 150A,TAPE CL.A | 300 | 180
SECM1603 | SEG & CONTROLS | CT FOR METERING | 150A,TAPE CL.E | 300 | 180
SECM1604 | SEG & CONTROLS | CT FOR METERING | 150A,CAST RESIN | 430 | 258
SECM1802 | SEG & CONTROLS | CT FOR METERING | 1600A,TAPE CL.A | 295 | 177
SECM1803 | SEG & CONTROLS | CT FOR METERING | 1600A,TAPE CL.E | 295 | 177
SECM1804 | SEG & CONTROLS | CT FOR METERING | 1600A,CAST RESIN | 540 | 324
SECM2102 | SEG & CONTROLS | CT FOR METERING | 200A,TAPE CL.A | 195 | 117
SECM2103 | SEG & CONTROLS | CT FOR METERING | 200A,TAPE CL.E | 195 | 117
SECM2104 | SEG & CONTROLS | CT FOR METERING | 200A,CAST RESIN | 460 | 276
SECM2202 | SEG & CONTROLS | CT FOR METERING | 2000A,TAPE CL.A | 320 | 192
SECM2203 | SEG & CONTROLS | CT FOR METERING | 2000A,TAPE CL.E | 320 | 192
SECM2204 | SEG & CONTROLS | CT FOR METERING | 2000A,CAST RESIN | 590 | 354
SECM2602 | SEG & CONTROLS | CT FOR METERING | 250A,TAPE CL.A | 195 | 117
SECM2603 | SEG & CONTROLS | CT FOR METERING | 250A,TAPE CL.E | 195 | 117
SECM2604 | SEG & CONTROLS | CT FOR METERING | 250A,CAST RESIN | 360 | 216
SECM2702 | SEG & CONTROLS | CT FOR METERING | 2500A,TAPE CL.A | 345 | 207
SECM2703 | SEG & CONTROLS | CT FOR METERING | 2500A,TAPE CL.E | 345 | 207
SECM2704 | SEG & CONTROLS | CT FOR METERING | 2500A,CAST RESIN | 710 | 426
SECM3102 | SEG & CONTROLS | CT FOR METERING | 300A,TAPE CL.A | 195 | 117
SECM3103 | SEG & CONTROLS | CT FOR METERING | 300A,TAPE CL.E | 195 | 117
SECM3104 | SEG & CONTROLS | CT FOR METERING | 300A,CAST RESIN | 360 | 216
SECM3402 | SEG & CONTROLS | CT FOR METERING | 3200A,TAPE CL.A | 430 | 258
SECM3403 | SEG & CONTROLS | CT FOR METERING | 3200A,TAPE CL.E | 430 | 258
SECM3404 | SEG & CONTROLS | CT FOR METERING | 3200A,CAST RESIN | 800 | 480
SECM4102 | SEG & CONTROLS | CT FOR METERING | 400A,TAPE CL.A | 195 | 117
SECM4103 | SEG & CONTROLS | CT FOR METERING | 400A,TAPE CL.E | 195 | 117
SECM4104 | SEG & CONTROLS | CT FOR METERING | 400A,CAST RESIN | 360 | 216
SECM5102 | SEG & CONTROLS | CT FOR METERING | 500A,TAPE CL.A | 200 | 120
SECM5103 | SEG & CONTROLS | CT FOR METERING | 500A,TAPE CL.E | 200 | 120
SECM5104 | SEG & CONTROLS | CT FOR METERING | 500A,CAST RESIN | 360 | 216
SECM6102 | SEG & CONTROLS | CT FOR METERING | 600A,TAPE CL.A | 205 | 123
SECM6103 | SEG & CONTROLS | CT FOR METERING | 600A,TAPE CL.E | 205 | 123
SECM6104 | SEG & CONTROLS | CT FOR METERING | 600A,CAST RESIN | 370 | 222
SECM7502 | SEG & CONTROLS | CT FOR METERING | 75A,TAPE CL.A | 180 | 108
SECM7503 | SEG & CONTROLS | CT FOR METERING | 75A,TAPE CL.E | 180 | 108
SECM7504 | SEG & CONTROLS | CT FOR METERING | 75A,CAST RESIN | 415 | 249
SECM8102 | SEG & CONTROLS | CT FOR METERING | 800A,TAPE CL.A | 240 | 144
SECM8103 | SEG & CONTROLS | CT FOR METERING | 800A,TAPE CL.E | 240 | 144
SECM8104 | SEG & CONTROLS | CT FOR METERING | 800A,CAST RESIN | 440 | 264
SECP1101 | SEG & CONTROLS | CT FOR PROTECTION | 100A 5P10,TAPE CL.A | 1240 | 744
SECP1103 | SEG & CONTROLS | CT FOR PROTECTION | 100A 5P10,TAPE CL.E | 1240 | 744
SECP1104 | SEG & CONTROLS | CT FOR PROTECTION | 100A 5P10,CAST RESIN | 1930 | 1158
SECP1106 | SEG & CONTROLS | CT FOR PROTECTION | 100A 5P15,TAPE CL.A | 2070 | 1242
SECP1108 | SEG & CONTROLS | CT FOR PROTECTION | 100A 5P15,TAPE CL.E | 2070 | 1242
SECP1109 | SEG & CONTROLS | CT FOR PROTECTION | 100A 5P15,CAST RESIN | 2890 | 1734
SECP1111 | SEG & CONTROLS | CT FOR PROTECTION | 100A 5P20,TAPE CL.A | 2620 | 1572
SECP1113 | SEG & CONTROLS | CT FOR PROTECTION | 100A 5P20,TAPE CL.E | 2620 | 1572
SECP1114 | SEG & CONTROLS | CT FOR PROTECTION | 100A 5P20,CAST RESIN | 3660 | 2196
SECP1116 | SEG & CONTROLS | CT FOR PROTECTION | 100A 10P10,TAPE CL.A | 1240 | 744
SECP1118 | SEG & CONTROLS | CT FOR PROTECTION | 100A 10P10,TAPE CL.E | 1240 | 744
SECP1119 | SEG & CONTROLS | CT FOR PROTECTION | 100A 10P10,CAST RESIN | 1930 | 1158
SECP1121 | SEG & CONTROLS | CT FOR PROTECTION | 100A 10P20,TAPE CL.A | 2620 | 1572
SECP1123 | SEG & CONTROLS | CT FOR PROTECTION | 100A 10P20,TAPE CL.E | 2620 | 1572
SECP1124 | SEG & CONTROLS | CT FOR PROTECTION | 100A 10P20,CAST RESIN | 3660 | 2196
SECP1201 | SEG & CONTROLS | CT FOR PROTECTION | 1000A 5P10,TAPE CL.A | 620 | 372
SECP1203 | SEG & CONTROLS | CT FOR PROTECTION | 1000A 5P10,TAPE CL.E | 620 | 372
SECP1204 | SEG & CONTROLS | CT FOR PROTECTION | 1000A 5P10,CAST RESIN | 930 | 558
SECP1206 | SEG & CONTROLS | CT FOR PROTECTION | 1000A 5P15,TAPE CL.A | 980 | 588
SECP1208 | SEG & CONTROLS | CT FOR PROTECTION | 1000A 5P15,TAPE CL.E | 980 | 588
SECP1209 | SEG & CONTROLS | CT FOR PROTECTION | 1000A 5P15,CAST RESIN | 1470 | 882
SECP1211 | SEG & CONTROLS | CT FOR PROTECTION | 1000A 5P20,TAPE CL.A | 1220 | 732
SECP1213 | SEG & CONTROLS | CT FOR PROTECTION | 1000A 5P20,TAPE CL.E | 1220 | 732
SECP1214 | SEG & CONTROLS | CT FOR PROTECTION | 1000A 5P20,CAST RESIN | 1830 | 1098
SECP1216 | SEG & CONTROLS | CT FOR PROTECTION | 1000A 10P10,TAPE CL.A | 620 | 372
SECP1218 | SEG & CONTROLS | CT FOR PROTECTION | 1000A 10P10,TAPE CL.E | 620 | 372
SECP1219 | SEG & CONTROLS | CT FOR PROTECTION | 1000A 10P10,CAST RESIN | 930 | 558
SECP1221 | SEG & CONTROLS | CT FOR PROTECTION | 1000A 10P20,TAPE CL.A | 1220 | 732
SECP1223 | SEG & CONTROLS | CT FOR PROTECTION | 1000A 10P20,TAPE CL.E | 1220 | 732
SECP1224 | SEG & CONTROLS | CT FOR PROTECTION | 1000A 10P20,CAST RESIN | 1830 | 1098
SECP1401 | SEG & CONTROLS | CT FOR PROTECTION | 1250A 5P10,TAPE CL.A | 620 | 372
SECP1403 | SEG & CONTROLS | CT FOR PROTECTION | 1250A 5P10,TAPE CL.E | 620 | 372
SECP1404 | SEG & CONTROLS | CT FOR PROTECTION | 1250A 5P10,CAST RESIN | 930 | 558
SECP1406 | SEG & CONTROLS | CT FOR PROTECTION | 1250A 5P15,TAPE CL.A | 980 | 588
SECP1408 | SEG & CONTROLS | CT FOR PROTECTION | 1250A 5P15,TAPE CL.E | 980 | 588
SECP1409 | SEG & CONTROLS | CT FOR PROTECTION | 1250A 5P15,CAST RESIN | 1470 | 882
SECP1411 | SEG & CONTROLS | CT FOR PROTECTION | 1250A 5P20,TAPE CL.A | 1220 | 732
SECP1413 | SEG & CONTROLS | CT FOR PROTECTION | 1250A 5P20,TAPE CL.E | 1220 | 732
SECP1414 | SEG & CONTROLS | CT FOR PROTECTION | 1250A 5P20,CAST RESIN | 1830 | 1098
SECP1416 | SEG & CONTROLS | CT FOR PROTECTION | 1250A 10P10,TAPE CL.A | 620 | 372
SECP1418 | SEG & CONTROLS | CT FOR PROTECTION | 1250A 10P10,TAPE CL.E | 620 | 372
SECP1419 | SEG & CONTROLS | CT FOR PROTECTION | 1250A 10P10,CAST RESIN | 930 | 558
SECP1421 | SEG & CONTROLS | CT FOR PROTECTION | 1250A 10P20,TAPE CL.A | 1220 | 732
SECP1423 | SEG & CONTROLS | CT FOR PROTECTION | 1250A 10P20,TAPE CL.E | 1220 | 732
SECP1424 | SEG & CONTROLS | CT FOR PROTECTION | 1250A 10P20,CAST RESIN | 1830 | 1098
SECP1601 | SEG & CONTROLS | CT FOR PROTECTION | 150A 5P10,TAPE CL.A | 1380 | 828
SECP1603 | SEG & CONTROLS | CT FOR PROTECTION | 150A 5P10,TAPE CL.E | 1380 | 828
SECP1604 | SEG & CONTROLS | CT FOR PROTECTION | 150A 5P10,CAST RESIN | 1930 | 1158
SECP1606 | SEG & CONTROLS | CT FOR PROTECTION | 150A 5P15,TAPE CL.A | 2070 | 1242
SECP1608 | SEG & CONTROLS | CT FOR PROTECTION | 150A 5P15,TAPE CL.E | 2070 | 1242
SECP1609 | SEG & CONTROLS | CT FOR PROTECTION | 150A 5P15,CAST RESIN | 2890 | 1734
SECP1611 | SEG & CONTROLS | CT FOR PROTECTION | 150A 5P20,TAPE CL.A | 2620 | 1572
SECP1613 | SEG & CONTROLS | CT FOR PROTECTION | 150A 5P20,TAPE CL.E | 2620 | 1572
SECP1614 | SEG & CONTROLS | CT FOR PROTECTION | 150A 5P20,CAST RESIN | 3660 | 2196
SECP1616 | SEG & CONTROLS | CT FOR PROTECTION | 150A 10P10,TAPE CL.A | 1360 | 816
SECP1618 | SEG & CONTROLS | CT FOR PROTECTION | 150A 10P10,TAPE CL.E | 1360 | 816
SECP1619 | SEG & CONTROLS | CT FOR PROTECTION | 150A 10P10,CAST RESIN | 1930 | 1158
SECP1621 | SEG & CONTROLS | CT FOR PROTECTION | 150A 10P20,TAPE CL.A | 2620 | 1572
SECP1623 | SEG & CONTROLS | CT FOR PROTECTION | 150A 10P20,TAPE CL.E | 2620 | 1572
SECP1624 | SEG & CONTROLS | CT FOR PROTECTION | 150A 10P20,CAST RESIN | 3660 | 2196
SECP1801 | SEG & CONTROLS | CT FOR PROTECTION | 1600A 5P10,TAPE CL.A | 680 | 408
SECP1803 | SEG & CONTROLS | CT FOR PROTECTION | 1600A 5P10,TAPE CL.E | 680 | 408
SECP1804 | SEG & CONTROLS | CT FOR PROTECTION | 1600A 5P10,CAST RESIN | 1020 | 612
SECP1806 | SEG & CONTROLS | CT FOR PROTECTION | 1600A 5P15,TAPE CL.A | 1020 | 612
SECP1808 | SEG & CONTROLS | CT FOR PROTECTION | 1600A 5P15,TAPE CL.E | 1020 | 612
SECP1809 | SEG & CONTROLS | CT FOR PROTECTION | 1600A 5P15,CAST RESIN | 1530 | 918
SECP1811 | SEG & CONTROLS | CT FOR PROTECTION | 1600A 5P20,TAPE CL.A | 1290 | 774
SECP1813 | SEG & CONTROLS | CT FOR PROTECTION | 1600A 5P20,TAPE CL.E | 1290 | 774
SECP1814 | SEG & CONTROLS | CT FOR PROTECTION | 1600A 5P20,CAST RESIN | 1935 | 1161
SECP1816 | SEG & CONTROLS | CT FOR PROTECTION | 1600A 10P10,TAPE CL.A | 680 | 408
SECP1818 | SEG & CONTROLS | CT FOR PROTECTION | 1600A 10P10,TAPE CL.E | 680 | 408
SECP1819 | SEG & CONTROLS | CT FOR PROTECTION | 1600A 10P10,CAST RESIN | 1020 | 612
SECP1821 | SEG & CONTROLS | CT FOR PROTECTION | 1600A 10P20,TAPE CL.A | 1290 | 774
SECP1823 | SEG & CONTROLS | CT FOR PROTECTION | 1600A 10P20,TAPE CL.E | 1290 | 774
SECP1824 | SEG & CONTROLS | CT FOR PROTECTION | 1600A 10P20,CAST RESIN | 1935 | 1161
SECP2101 | SEG & CONTROLS | CT FOR PROTECTION | 200A 5P10,TAPE CL.A | 1380 | 828
SECP2103 | SEG & CONTROLS | CT FOR PROTECTION | 200A 5P10,TAPE CL.E | 1380 | 828
SECP2104 | SEG & CONTROLS | CT FOR PROTECTION | 200A 5P10,CAST RESIN | 1930 | 1158
SECP2106 | SEG & CONTROLS | CT FOR PROTECTION | 200A 5P15,TAPE CL.A | 2070 | 1242
SECP2108 | SEG & CONTROLS | CT FOR PROTECTION | 200A 5P15,TAPE CL.E | 2070 | 1242
SECP2109 | SEG & CONTROLS | CT FOR PROTECTION | 200A 5P15,CAST RESIN | 2890 | 1734
SECP2111 | SEG & CONTROLS | CT FOR PROTECTION | 200A 5P20,TAPE CL.A | 2620 | 1572
SECP2113 | SEG & CONTROLS | CT FOR PROTECTION | 200A 5P20,TAPE CL.E | 2620 | 1572
SECP2114 | SEG & CONTROLS | CT FOR PROTECTION | 200A 5P20,CAST RESIN | 3660 | 2196
SECP2116 | SEG & CONTROLS | CT FOR PROTECTION | 200A 10P10,TAPE CL.A | 1380 | 828
SECP2118 | SEG & CONTROLS | CT FOR PROTECTION | 200A 10P10,TAPE CL.E | 1380 | 828
SECP2119 | SEG & CONTROLS | CT FOR PROTECTION | 200A 10P10,CAST RESIN | 1930 | 1158
SECP2121 | SEG & CONTROLS | CT FOR PROTECTION | 200A 10P20,TAPE CL.A | 2620 | 1572
SECP2123 | SEG & CONTROLS | CT FOR PROTECTION | 200A 10P20,TAPE CL.E | 2620 | 1572
SECP2124 | SEG & CONTROLS | CT FOR PROTECTION | 200A 10P20,CAST RESIN | 3660 | 2196
SECP2201 | SEG & CONTROLS | CT FOR PROTECTION | 2000A 5P10,TAPE CL.A | 680 | 408
SECP2203 | SEG & CONTROLS | CT FOR PROTECTION | 2000A 5P10,TAPE CL.E | 680 | 408
SECP2204 | SEG & CONTROLS | CT FOR PROTECTION | 2000A 5P10,CAST RESIN | 1020 | 612
SECP2206 | SEG & CONTROLS | CT FOR PROTECTION | 2000A 5P15,TAPE CL.A | 1020 | 612
SECP2208 | SEG & CONTROLS | CT FOR PROTECTION | 2000A 5P15,TAPE CL.E | 1020 | 612
SECP2209 | SEG & CONTROLS | CT FOR PROTECTION | 2000A 5P15,CAST RESIN | 1530 | 918
SECP2211 | SEG & CONTROLS | CT FOR PROTECTION | 2000A 5P20,TAPE CL.A | 1290 | 774
SECP2213 | SEG & CONTROLS | CT FOR PROTECTION | 2000A 5P20,TAPE CL.E | 1290 | 774
SECP2214 | SEG & CONTROLS | CT FOR PROTECTION | 2000A 5P20,CAST RESIN | 1935 | 1161
SECP2216 | SEG & CONTROLS | CT FOR PROTECTION | 2000A 10P10,TAPE CL.A | 680 | 408
SECP2218 | SEG & CONTROLS | CT FOR PROTECTION | 2000A 10P10,TAPE CL.A | 680 | 408
SECP2219 | SEG & CONTROLS | CT FOR PROTECTION | 2000A 10P10,CAST RESIN | 1020 | 612
SECP2221 | SEG & CONTROLS | CT FOR PROTECTION | 2000A 10P20,TAPE CL. | 1290 | 774
SECP2223 | SEG & CONTROLS | CT FOR PROTECTION | 2000A 10P20,TAPE CL. | 1290 | 774
SECP2224 | SEG & CONTROLS | CT FOR PROTECTION | 2000A 10P20,CAST RESIN | 1935 | 1161
SECP2601 | SEG & CONTROLS | CT FOR PROTECTION | 250A 5P10,TAPE CL. | 890 | 534
SECP2603 | SEG & CONTROLS | CT FOR PROTECTION | 250A 5P10,TAPE CL. | 890 | 534
SECP2604 | SEG & CONTROLS | CT FOR PROTECTION | 250A 5P10,CAST RESIN | 1930 | 1158
SECP2606 | SEG & CONTROLS | CT FOR PROTECTION | 250A 5P15,TAPE CL. | 1330 | 798
SECP2608 | SEG & CONTROLS | CT FOR PROTECTION | 250A 5P15,TAPE CL. | 1330 | 798
SECP2609 | SEG & CONTROLS | CT FOR PROTECTION | 250A 5P15,CAST RESIN | 2890 | 1734
SECP2611 | SEG & CONTROLS | CT FOR PROTECTION | 250A 5P20,TAPE CL.A | 1690 | 1014
SECP2613 | SEG & CONTROLS | CT FOR PROTECTION | 250A 5P20,TAPE CL.A | 1690 | 1014
SECP2614 | SEG & CONTROLS | CT FOR PROTECTION | 250A 5P20,CAST RESIN | 3660 | 2196
SECP2616 | SEG & CONTROLS | CT FOR PROTECTION | 250A 10P10,TAPE CL.A | 890 | 534
SECP2618 | SEG & CONTROLS | CT FOR PROTECTION | 250A 10P10,TAPE CL.A | 890 | 534
SECP2619 | SEG & CONTROLS | CT FOR PROTECTION | 250A 10P10,CAST RESIN | 1930 | 1158
SECP2621 | SEG & CONTROLS | CT FOR PROTECTION | 250A 10P20,TAPE CL. | 1690 | 1014
SECP2623 | SEG & CONTROLS | CT FOR PROTECTION | 250A 10P20,TAPE CL. | 1690 | 1014
SECP2624 | SEG & CONTROLS | CT FOR PROTECTION | 250A 10P20,CAST RESIN | 3660 | 2196
SECP2701 | SEG & CONTROLS | CT FOR PROTECTION | 2500A 5P10,TAPE CL. | 780 | 468
SECP2703 | SEG & CONTROLS | CT FOR PROTECTION | 2500A 5P10,TAPE CL. | 780 | 468
SECP2704 | SEG & CONTROLS | CT FOR PROTECTION | 2500A 5P10,CAST RESIN | 1240 | 744
SECP2706 | SEG & CONTROLS | CT FOR PROTECTION | 2500A 5P15,TAPE CL. | 1160 | 696
SECP2708 | SEG & CONTROLS | CT FOR PROTECTION | 2500A 5P15,TAPE CL. | 1160 | 696
SECP2709 | SEG & CONTROLS | CT FOR PROTECTION | 2500A 5P15,CAST RESIN | 1850 | 1110
SECP2711 | SEG & CONTROLS | CT FOR PROTECTION | 2500A 5P20,TAPE CL.A | 1480 | 888
SECP2713 | SEG & CONTROLS | CT FOR PROTECTION | 2500A 5P20,TAPE CL.A | 1480 | 888
SECP2714 | SEG & CONTROLS | CT FOR PROTECTION | 2500A 5P20,CAST RESIN | 2360 | 1416
SECP2716 | SEG & CONTROLS | CT FOR PROTECTION | 2500A 10P10,TAPE CL.A | 780 | 468
SECP2718 | SEG & CONTROLS | CT FOR PROTECTION | 2500A 10P10,TAPE CL.A | 780 | 468
SECP2719 | SEG & CONTROLS | CT FOR PROTECTION | 2500A 10P10,CAST RESIN | 1240 | 744
SECP2721 | SEG & CONTROLS | CT FOR PROTECTION | 2500A 10P20,TAPE CL. | 1480 | 888
SECP2723 | SEG & CONTROLS | CT FOR PROTECTION | 2500A 10P20,TAPE CL. | 1480 | 888
SECP2724 | SEG & CONTROLS | CT FOR PROTECTION | 2500A 10P20,CAST RESIN | 2360 | 1416
SECP3101 | SEG & CONTROLS | CT FOR PROTECTION | 300A 5P10,TAPE CL. | 890 | 534
SECP3103 | SEG & CONTROLS | CT FOR PROTECTION | 300A 5P10,TAPE CL. | 890 | 534
SECP3104 | SEG & CONTROLS | CT FOR PROTECTION | 300A 5P10,CAST RESIN | 1240 | 744
SECP3106 | SEG & CONTROLS | CT FOR PROTECTION | 300A 5P15,TAPE CL. | 1330 | 798
SECP3108 | SEG & CONTROLS | CT FOR PROTECTION | 300A 5P15,TAPE CL. | 1330 | 798
SECP3109 | SEG & CONTROLS | CT FOR PROTECTION | 300A 5P15,CAST RESIN | 1860 | 1116
SECP3111 | SEG & CONTROLS | CT FOR PROTECTION | 300A 5P20,TAPE CL.A | 1690 | 1014
SECP3113 | SEG & CONTROLS | CT FOR PROTECTION | 300A 5P20,TAPE CL.A | 1690 | 1014
SECP3114 | SEG & CONTROLS | CT FOR PROTECTION | 300A 5P20,CAST RESIN | 2360 | 1416
SECP3116 | SEG & CONTROLS | CT FOR PROTECTION | 300A 10P10,TAPE CL.A | 890 | 534
SECP3118 | SEG & CONTROLS | CT FOR PROTECTION | 300A 10P10,TAPE CL.A | 890 | 534
SECP3119 | SEG & CONTROLS | CT FOR PROTECTION | 300A 10P10,CAST RESIN | 1240 | 744
SECP3121 | SEG & CONTROLS | CT FOR PROTECTION | 300A 10P20,TAPE CL. | 1690 | 1014
SECP3123 | SEG & CONTROLS | CT FOR PROTECTION | 300A 10P20,TAPE CL. | 1690 | 1014
SECP3124 | SEG & CONTROLS | CT FOR PROTECTION | 300A 10P20,CAST RESIN | 2360 | 1416
SECP3401 | SEG & CONTROLS | CT FOR PROTECTION | 3200A 5P10,TAPE CL. | 820 | 492
SECP3403 | SEG & CONTROLS | CT FOR PROTECTION | 3200A 5P10,TAPE CL. | 820 | 492
SECP3404 | SEG & CONTROLS | CT FOR PROTECTION | 3200A 5P10,CAST RESIN | 1310 | 786
SECP3406 | SEG & CONTROLS | CT FOR PROTECTION | 3200A 5P15,TAPE CL. | 1220 | 732
SECP3408 | SEG & CONTROLS | CT FOR PROTECTION | 3200A 5P15,TAPE CL. | 1220 | 732
SECP3409 | SEG & CONTROLS | CT FOR PROTECTION | 3200A 5P15,CAST RESIN | 1950 | 1170
SECP3411 | SEG & CONTROLS | CT FOR PROTECTION | 3200A 5P20,TAPE CL.A | 1620 | 972
SECP3413 | SEG & CONTROLS | CT FOR PROTECTION | 3200A 5P20,TAPE CL.A | 1620 | 972
SECP3414 | SEG & CONTROLS | CT FOR PROTECTION | 3200A 5P20,CAST RESIN | 2590 | 1554
SECP3416 | SEG & CONTROLS | CT FOR PROTECTION | 3200A 10P10,TAPE CL.A | 820 | 492
SECP3418 | SEG & CONTROLS | CT FOR PROTECTION | 3200A 10P10,TAPE CL.A | 820 | 492
SECP3419 | SEG & CONTROLS | CT FOR PROTECTION | 3200A 10P10,CAST RESIN | 1310 | 786
SECP3421 | SEG & CONTROLS | CT FOR PROTECTION | 3200A 10P20,TAPE CL. | 1620 | 972
SECP3423 | SEG & CONTROLS | CT FOR PROTECTION | 3200A 10P20,TAPE CL. | 1620 | 972
SECP3424 | SEG & CONTROLS | CT FOR PROTECTION | 3200A 10P20,CAST RESIN | 2590 | 1554
SECP4101 | SEG & CONTROLS | CT FOR PROTECTION | 400A 5P10,TAPE CL. | 730 | 438
SECP4103 | SEG & CONTROLS | CT FOR PROTECTION | 400A 5P10,TAPE CL. | 730 | 438
SECP4104 | SEG & CONTROLS | CT FOR PROTECTION | 400A 5P10,CAST RESIN | 1020 | 612
SECP4106 | SEG & CONTROLS | CT FOR PROTECTION | 400A 5P15,TAPE CL. | 1090 | 654
SECP4108 | SEG & CONTROLS | CT FOR PROTECTION | 400A 5P15,TAPE CL. | 1090 | 654
SECP4109 | SEG & CONTROLS | CT FOR PROTECTION | 400A 5P15,CAST RESIN | 1520 | 912
SECP4111 | SEG & CONTROLS | CT FOR PROTECTION | 400A 5P20,TAPE CL.A | 1380 | 828
SECP4113 | SEG & CONTROLS | CT FOR PROTECTION | 400A 5P20,TAPE CL.A | 1380 | 828
SECP4114 | SEG & CONTROLS | CT FOR PROTECTION | 400A 5P20,CAST RESIN | 1930 | 1158
SECP4116 | SEG & CONTROLS | CT FOR PROTECTION | 400A 10P10,TAPE CL.A | 730 | 438
SECP4118 | SEG & CONTROLS | CT FOR PROTECTION | 400A 10P10,TAPE CL.A | 730 | 438
SECP4119 | SEG & CONTROLS | CT FOR PROTECTION | 400A 10P10,CAST RESIN | 1020 | 612
SECP4121 | SEG & CONTROLS | CT FOR PROTECTION | 400A 10P20,TAPE CL. | 1380 | 828
SECP4123 | SEG & CONTROLS | CT FOR PROTECTION | 400A 10P20,TAPE CL. | 1380 | 828
SECP4124 | SEG & CONTROLS | CT FOR PROTECTION | 400A 10P20,CAST RESIN | 1930 | 1158
SECP5101 | SEG & CONTROLS | CT FOR PROTECTION | 500A 5P10,TAPE CL. | 620 | 372
SECP5103 | SEG & CONTROLS | CT FOR PROTECTION | 500A 5P10,TAPE CL. | 620 | 372
SECP5104 | SEG & CONTROLS | CT FOR PROTECTION | 500A 5P10,CAST RESIN | 860 | 516
SECP5106 | SEG & CONTROLS | CT FOR PROTECTION | 500A 5P15,TAPE CL. | 930 | 558
SECP5108 | SEG & CONTROLS | CT FOR PROTECTION | 500A 5P15,TAPE CL. | 930 | 558
SECP5109 | SEG & CONTROLS | CT FOR PROTECTION | 500A 5P15,CAST RESIN | 1300 | 780
SECP5111 | SEG & CONTROLS | CT FOR PROTECTION | 500A 5P20,TAPE CL.A | 1190 | 714
SECP5113 | SEG & CONTROLS | CT FOR PROTECTION | 500A 5P20,TAPE CL.A | 1190 | 714
SECP5114 | SEG & CONTROLS | CT FOR PROTECTION | 500A 5P20,CAST RESIN | 1660 | 996
SECP5116 | SEG & CONTROLS | CT FOR PROTECTION | 500A 10P10,TAPE CL.A | 620 | 372
SECP5118 | SEG & CONTROLS | CT FOR PROTECTION | 500A 10P10,TAPE CL.A | 620 | 372
SECP5119 | SEG & CONTROLS | CT FOR PROTECTION | 500A 10P10,CAST RESIN | 860 | 516
SECP5121 | SEG & CONTROLS | CT FOR PROTECTION | 500A 10P20,TAPE CL. | 1190 | 714
SECP5123 | SEG & CONTROLS | CT FOR PROTECTION | 500A 10P20,TAPE CL. | 1190 | 714
SECP5124 | SEG & CONTROLS | CT FOR PROTECTION | 500A 10P20,CAST RESIN | 1660 | 996
SECP6101 | SEG & CONTROLS | CT FOR PROTECTION | 600A 5P10,TAPE CL. | 620 | 372
SECP6103 | SEG & CONTROLS | CT FOR PROTECTION | 600A 5P10,TAPE CL. | 620 | 372
SECP6104 | SEG & CONTROLS | CT FOR PROTECTION | 600A 5P10,CAST RESIN | 860 | 516
SECP6106 | SEG & CONTROLS | CT FOR PROTECTION | 600A 5P15,TAPE CL. | 930 | 558
SECP6108 | SEG & CONTROLS | CT FOR PROTECTION | 600A 5P15,TAPE CL. | 930 | 558
SECP6109 | SEG & CONTROLS | CT FOR PROTECTION | 600A 5P15,CAST RESIN | 1300 | 780
SECP6111 | SEG & CONTROLS | CT FOR PROTECTION | 600A 5P20,TAPE CL.A | 1190 | 714
SECP6113 | SEG & CONTROLS | CT FOR PROTECTION | 600A 5P20,TAPE CL.A | 1190 | 714
SECP6114 | SEG & CONTROLS | CT FOR PROTECTION | 600A 5P20,CAST RESIN | 1660 | 996
SECP6116 | SEG & CONTROLS | CT FOR PROTECTION | 600A 10P10,TAPE CL.A | 620 | 372
SECP6118 | SEG & CONTROLS | CT FOR PROTECTION | 600A 10P10,TAPE CL.A | 620 | 372
SECP6119 | SEG & CONTROLS | CT FOR PROTECTION | 600A 10P10,CAST RESIN | 860 | 516
SECP6121 | SEG & CONTROLS | CT FOR PROTECTION | 600A 10P20,TAPE CL. | 1190 | 714
SECP6123 | SEG & CONTROLS | CT FOR PROTECTION | 600A 10P20,TAPE CL. | 1190 | 714
SECP6124 | SEG & CONTROLS | CT FOR PROTECTION | 600A 10P20,CAST RESIN | 1660 | 996
SECP7501 | SEG & CONTROLS | CT FOR PROTECTION | 75A 5P10,TAPE CL. | 1380 | 828
SECP7503 | SEG & CONTROLS | CT FOR PROTECTION | 75A 5P10,TAPE CL. | 1380 | 828
SECP7504 | SEG & CONTROLS | CT FOR PROTECTION | 75A 5P10,CAST RESIN | 1930 | 1158
SECP7506 | SEG & CONTROLS | CT FOR PROTECTION | 75A 5P15,TAPE CL. | 2070 | 1242
SECP7508 | SEG & CONTROLS | CT FOR PROTECTION | 75A 5P15,TAPE CL. | 2070 | 1242
SECP7509 | SEG & CONTROLS | CT FOR PROTECTION | 75A 5P15,CAST RESIN | 2890 | 1734
SECP7511 | SEG & CONTROLS | CT FOR PROTECTION | 75A 5P20,TAPE CL.A | 2620 | 1572
SECP7513 | SEG & CONTROLS | CT FOR PROTECTION | 75A 5P20,TAPE CL.A | 2620 | 1572
SECP7514 | SEG & CONTROLS | CT FOR PROTECTION | 75A 5P20,CAST RESIN | 3660 | 2196
SECP7516 | SEG & CONTROLS | CT FOR PROTECTION | 75A 10P10,TAPE CL.A | 1380 | 828
SECP7518 | SEG & CONTROLS | CT FOR PROTECTION | 75A 10P10,TAPE CL.A | 1380 | 828
SECP7519 | SEG & CONTROLS | CT FOR PROTECTION | 75A 10P10,CAST RESIN | 1930 | 1158
SECP7521 | SEG & CONTROLS | CT FOR PROTECTION | 75A 10P20,TAPE CL. | 2620 | 1572
SECP7523 | SEG & CONTROLS | CT FOR PROTECTION | 75A 10P20,TAPE CL. | 2620 | 1572
SECP7524 | SEG & CONTROLS | CT FOR PROTECTION | 75A 10P20,CAST RESIN | 3660 | 2196
SECP8101 | SEG & CONTROLS | CT FOR PROTECTION | 800A 5P10,TAPE CL. | 670 | 402
SECP8103 | SEG & CONTROLS | CT FOR PROTECTION | 800A 5P10,TAPE CL. | 670 | 402
SECP8104 | SEG & CONTROLS | CT FOR PROTECTION | 800A 5P10,CAST RESIN | 1005 | 603
SECP8106 | SEG & CONTROLS | CT FOR PROTECTION | 800A 5P15,TAPE CL. | 1020 | 612
SECP8108 | SEG & CONTROLS | CT FOR PROTECTION | 800A 5P15,TAPE CL. | 1020 | 612
SECP8109 | SEG & CONTROLS | CT FOR PROTECTION | 800A 5P15,CAST RESIN | 1530 | 918
SECP8111 | SEG & CONTROLS | CT FOR PROTECTION | 800A 5P20,TAPE CL.A | 1290 | 774
SECP8113 | SEG & CONTROLS | CT FOR PROTECTION | 800A 5P20,TAPE CL.A | 1290 | 774
SECP8114 | SEG & CONTROLS | CT FOR PROTECTION | 800A 5P20,CAST RESIN | 1930 | 1158
SECP8116 | SEG & CONTROLS | CT FOR PROTECTION | 800A 10P10,TAPE CL.A | 670 | 402
SECP8118 | SEG & CONTROLS | CT FOR PROTECTION | 800A 10P10,TAPE CL.A | 670 | 402
SECP8119 | SEG & CONTROLS | CT FOR PROTECTION | 800A 10P10,CAST RESIN | 1005 | 603
SECP8121 | SEG & CONTROLS | CT FOR PROTECTION | 800A 10P20,TAPE CL. | 1290 | 774
SECP8123 | SEG & CONTROLS | CT FOR PROTECTION | 800A 10P20,TAPE CL. | 1290 | 774
SECP8124 | SEG & CONTROLS | CT FOR PROTECTION | 800A 10P20,CAST RESIN | 1930 | 1158
SIIL00SR | SIEMENS | INDICATING LAMP | SERIES RESISTOR TYPE | 206 | 158
SIOLUCHD | SIEMENS | O/L RELAY (HEAVY DUTY) | HEAVY DUTY | 5800 | 4446
SIPB1101 | SIEMENS | PUSH BUTTON | 1NO+1NC SHROUDED TYPE | 217 | 166
SIPB1102 | SIEMENS | PUSH BUTTON | 1NO+1NC MUSHROOM STAYPUT | 260 | 199
SIPB1103 | SIEMENS | PUSH BUTTON | 1NO+1NC LOCKABLE TYPE | 510 | 391
SIPB2201 | SIEMENS | PUSH BUTTON | 2NO+2NC SHROUDED TYPE | 357 | 274
SIPB2202 | SIEMENS | PUSH BUTTON | 2NO+2NC MUSHROOM STAYPUT | 400 | 307
SIPB2203 | SIEMENS | PUSH BUTTON | 2NO+2NC LOCKABLE TYPE | 650 | 498
SISW12 | SIEMENS | SWITCH | 1000A TYPE 3KA10 | 16500 | 12647
SISW18 | SIEMENS | SWITCH | 1600A TYPE 3KA16 | 24500 | 18778
SISW26 | SIEMENS | SWITCH | 250A TYPE 3KA25 | 5400 | 4139
SISW41 | SIEMENS | SWITCH | 400A TYPE 3KA41 | 8000 | 6132
SISW64 | SIEMENS | SWITCH | 630A TYPE 3KA61 | 11750 | 9006
SITIEL01 | SIEMENS | TIMER ELECTRONIC | UPTO 6 MIN AC/DC ON DELAY | 1400 | 1073
SITIEL02 | SIEMENS | TIMER ELECTRONIC | 6MIN TO 6 HRS AC/DC ON DELAY | 1500 | 1150
SITIEL03 | SIEMENS | TIMER ELECTRONIC | 1.5-15s 240V AC OFF DELAY | 1400 | 1073
SITIEL04 | SIEMENS | TIMER ELECTRONIC | 1.5-15s 240VDC,110VAC/DC OFF DELAY | 1500 | 1150
SITIEL05 | SIEMENS | STAR DELTA TIMER | STAR DELTA TIMER -UPTO 60SEC.1NO+1NC | 900 | 690
SITIEL06 | SIEMENS | STAR DELTA TIMER | STAR DELTA TIMER -UPTO 90-200SEC.1NO+1NC | 950 | 728
SYCR02AN | SYNTRON | AUTOMATIC POWER FACTOR CORR.RELAY | 2 STAGE APFCR-ANALOG TYPE | 9400 | 7990
SYCR02DI | SYNTRON | AUTOMATIC POWER FACTOR CORR.RELAY | 2 STAGE APFCR-DIGITAL TYPE | 10000 | 8500
SYCR04AN | SYNTRON | AUTOMATIC POWER FACTOR CORR.RELAY | 4 STAGE APFCR-ANALOG TYPE | 9600 | 8160
SYCR04DI | SYNTRON | AUTOMATIC POWER FACTOR CORR.RELAY | 4 STAGE APFCR-DIGITAL TYPE | 10200 | 8670
SYCR06AN | SYNTRON | AUTOMATIC POWER FACTOR CORR.RELAY | 6 STAGE APFCR-ANALOG TYPE | 9800 | 8330
SYCR06DI | SYNTRON | AUTOMATIC POWER FACTOR CORR.RELAY | 6 STAGE APFCR-DIGITAL TYPE | 10400 | 8840
SYCR08AN | SYNTRON | AUTOMATIC POWER FACTOR CORR.RELAY | 8 STAGE APFCR-ANALOG TYPE | 10000 | 8500
SYCR08DI | SYNTRON | AUTOMATIC POWER FACTOR CORR.RELAY | 8 STAGE APFCR-DIGITAL TYPE | 10600 | 9010
SYCR10AN | SYNTRON | AUTOMATIC POWER FACTOR CORR.RELAY | 10STAGE APFCR-ANALOG TYPE | 10600 | 9010
SYCR10DI | SYNTRON | AUTOMATIC POWER FACTOR CORR.RELAY | 10STAGE APFCR-DIGITAL TYPE | 11100 | 9435
SYCR12AN | SYNTRON | AUTOMATIC POWER FACTOR CORR.RELAY | 12STAGE APFCR-ANALOG TYPE | 11000 | 9350
SYCR12DI | SYNTRON | AUTOMATIC POWER FACTOR CORR.RELAY | 12STAGE APFCR-DIGITAL TYPE | 11600 | 9860
SYCR14AN | SYNTRON | AUTOMATIC POWER FACTOR CORR.RELAY | 14STAGE APFCR-ANALOG TYPE | 11400 | 9690
SYCR14DI | SYNTRON | AUTOMATIC POWER FACTOR CORR.RELAY | 14STAGE APFCR-DIGITAL TYPE | 12000 | 10200
SYCR16AN | SYNTRON | AUTOMATIC POWER FACTOR CORR.RELAY | 16STAGE APFCR-ANALOG TYPE | 11800 | 10030
SYCR16DI | SYNTRON | AUTOMATIC POWER FACTOR CORR.RELAY | 16STAGE APFCR-DIGITAL TYPE | 12400 | 10540
TCAA1022 | TC | AUX.CONTACTOR AC COIL | 10A 2NO+2NC | 535 | 277
TCAA1033 | TC | AUX.CONTACTOR AC COIL | 10A 3NO+3NC | 610 | 316
TCAA1044 | TC | AUX.CONTACTOR AC COIL | 10A 4NO+4NC | 670 | 347
TCAA10TI | TC | TIMER | 10A TIMER | 1075 | 556
TCAD1022 | TC | AUX.CONTACTOR DC COIL | 10A 2NO+2NC | 775 | 401
TCAD1033 | TC | AUX.CONTACTOR DC COIL | 10A 3NO+3NC | 850 | 440
TCAD1044 | TC | AUX.CONTACTOR DC COIL | 10A 4NO+4NC | 910 | 471
TCAD10TI | TC | TIMER DC | 10A TIMER | 1315 | 680
TCMI19 | TC | MECHANICAL INTERLOCK | 185A | 865 | 447
TCMI32 | TC | MECHANICAL INTERLOCK | 32A | 180 | 93
TCMI63 | TC | MECHANICAL INTERLOCK | 63A | 295 | 153
TCMI64 | TC | MECHANICAL INTERLOCK | 630A | 1290 | 667
TCMI80 | TC | MECHANICAL INTERLOCK | 80A | 295 | 153
TCOL090D | TC | O/L RELAY | D09 UPTO 7-10A D RANGE | 775 | 401
TCOL120D | TC | O/L RELAY | D12 UPTO 10-13A D RANGE | 775 | 401
TCOL130F | TC | O/L RELAY | FM125 80-125 F RANGE | 4000 | 2069
TCOL160D | TC | O/L RELAY | D16 UPTO 13-18A D RANGE | 855 | 442
TCOL210F | TC | O/L RELAY | F200 125-200 F RANGE | 4000 | 2069
TCOL250D | TC | O/L RELAY | D25 UPTO 18-25A D RANGE | 855 | 442
TCOL260F | TC | O/L RELAY | F250 160-250 F RANGE | 4000 | 2069
TCOL320D | TC | O/L RELAY | D32 UPTO 23-32A D RANGE | 1180 | 610
TCOL330F | TC | O/L RELAY | F315 200-315 F RANGE | 5500 | 2845
TCOL400D | TC | O/L RELAY | D40 UPTO 30-40A D RANGE | 1270 | 657
TCOL410F | TC | O/L RELAY | F400 250-400 F RANGE | 5500 | 2845
TCOL510F | TC | O/L RELAY | F500 315-500 F RANGE | 5500 | 2845
TCOL630D | TC | O/L RELAY | D63 UPTO 57-66A D RANGE | 2020 | 1045
TCOL640F | TC | O/L RELAY | F630 400-630 F RANGE | 5500 | 2845
TCOL800D | TC | O/L RELAY | D80 UPTO 66-80A D RANGE | 2050 | 1060
TCOL810F | TC | O/L RELAY | F800 500-800 F RANGE | 15000 | 7759
TCPA090D | TC | POWER CONTACTOR A.C. | 9A D RANGE | 670 | 347
TCPA120D | TC | POWER CONTACTOR A.C. | 12A D RANGE | 695 | 359
TCPA130F | TC | POWER CONTACTOR A.C. | 115A F RANGE | 5650 | 2922
TCPA160D | TC | POWER CONTACTOR A.C. | 16A D RANGE | 735 | 380
TCPA160F | TC | POWER CONTACTOR A.C. | 150A F RANGE | 8165 | 4223
TCPA190F | TC | POWER CONTACTOR A.C. | 185A F RANGE | 10500 | 5431
TCPA230F | TC | POWER CONTACTOR A.C. | 225A F RANGE | 11500 | 5948
TCPA250D | TC | POWER CONTACTOR A.C. | 25A D RANGE | 960 | 497
TCPA270F | TC | POWER CONTACTOR A.C. | 265A F RANGE | 13500 | 6983
TCPA320D | TC | POWER CONTACTOR A.C. | 32A D RANGE | 1585 | 820
TCPA340F | TC | POWER CONTACTOR A.C. | 330A F RANGE | 15000 | 7759
TCPA400D | TC | POWER CONTACTOR A.C. | 40A D RANGE | 2335 | 1208
TCPA410F | TC | POWER CONTACTOR A.C. | 400A F RANGE | 18500 | 9569
TCPA500D | TC | POWER CONTACTOR A.C. | 50A D RANGE | 3085 | 1596
TCPA510F | TC | POWER CONTACTOR A.C. | 500A F RANGE | 28500 | 14741
TCPA630D | TC | POWER CONTACTOR A.C. | 63A D RANGE | 3880 | 2007
TCPA640F | TC | POWER CONTACTOR A.C. | 630A F RANGE | 41000 | 21207
TCPA790F | TC | POWER CONTACTOR A.C. | 780A F RANGE | 65500 | 33879
TCPA800D | TC | POWER CONTACTOR A.C. | 80A D RANGE | 4560 | 2359
TCPD090D | TC | POWER CONTACTOR D.C. | 9A D RANGE | 910 | 471
TCPD120D | TC | POWER CONTACTOR D.C. | 12A D RANGE | 985 | 509
TCPD130F | TC | POWER CONTACTOR D.C. | 115A F RANGE | 7870 | 4071
TCPD160D | TC | POWER CONTACTOR D.C. | 16A D RANGE | 1135 | 587
TCPD160F | TC | POWER CONTACTOR D.C. | 150A F RANGE | 10385 | 5372
TCPD190F | TC | POWER CONTACTOR D.C. | 185A F RANGE | 12830 | 6636
TCPD230F | TC | POWER CONTACTOR D.C. | 225A F RANGE | 13830 | 7153
TCPD250D | TC | POWER CONTACTOR D.C. | 25A D RANGE | 1935 | 1001
TCPD270F | TC | POWER CONTACTOR D.C. | 265A F RANGE | 16175 | 8366
TCPD320D | TC | POWER CONTACTOR D.C. | 32A D RANGE(NOT AVAILABLE)-OBSLETE | 3135 | 1622
TCPD340F | TC | POWER CONTACTOR D.C. | 330A F RANGE | 17675 | 9142
TCPD400D | TC | POWER CONTACTOR D.C. | 40A D RANGE | 3135 | 1622
TCPD410F | TC | POWER CONTACTOR D.C. | 400A F RANGE | 21725 | 11237
TCPD500D | TC | POWER CONTACTOR D.C. | 50A D RANGE | 4035 | 2087
TCPD510F | TC | POWER CONTACTOR D.C. | 500A F RANGE | 30875 | 15970
TCPD630D | TC | POWER CONTACTOR D.C. | 63A D RANGE | 4835 | 2501
TCPD640F | TC | POWER CONTACTOR D.C. | 630A F RANGE | 42410 | 21936
TCPD790F | TC | POWER CONTACTOR D.C. | 780A F RANGE | 68460 | 35410
TCPD800D | TC | POWER CONTACTOR D.C. | 80A D RANGE | 5135 | 2656
USDI0212 | USHA RECTIFIER | DIODE | 2A 100 PIV | 50 | 52